## Process Instruments (hidden)
Alpha Omega Instruments TM Oxygen Monitors & Analyzers
Effective Date: 08/03/2026 All Prices Subject to Change Without Notice - Revision 6.2
Part Number | Short Part Number | Configurator Description | Epicor Description | Epicor Short Description | Measuring Range | Application Gas Stream Pressure | Available User Installed Filter Kits (See Accessories & Parts for details and pricing) | USA Price | USA New Price | USA New Price Calculated | Interco Price
CAT-OXY-SEN-2-F | OXY-SEN Oxygen Monitor with a single range of 0-100%. The general-purpose enclosure is designed to be flush mounted onto a vertical surface, fabricated from aluminum and painted with a baked-on finish. Equipped with a 3 1/2 digit front panel LCD display. The oxygen sensor (CAT-OXY-SEN-2SN) has a threaded end for ease of installation and comes with a ten foot interconnecting sensor cable. Includes a 4-20mAdc analog output scaled to 0-100% or 0-25% based upon port selection. Features 115/230VAC(50-60Hz) power with a six foot power cord. Warranty: 2-year electronics and 1-year sensor– CE Certification | OXY-SEN Oxygen Monitor. Range 0-100%. AC model. | 0-100 Percent | Pressure: 0.1 to 1.5 psig Flow: 1.0 to 2.0 SCFH (0.5 to 1.0 liter/min) | CAT-OXY-SEN-GF-UNIVERSAL - Sensor housing
CAT-OXY-SEN-2-F-24 | OXY-SEN Oxygen Monitor with a single range of 0-100%. The general-purpose enclosure is designed to be flush mounted onto a vertical surface, fabricated from aluminum and painted with a baked-on finish. Equipped with a 3 1/2 digit front panel LCD display. The oxygen sensor (CAT-OXY-SEN-2SN) has a threaded end for ease of installation and comes with a ten foot interconnecting sensor cable. Includes a 4-20mAdc analog output scaled to 0-100% or 0-25% based upon port selection. Powered by user supplied 24 VDC power (power connection cable included). Optional UL/ETL approved external power supply available separately. Warranty: 2-year electronics and 1-year sensor– CE Certification | OXY-SEN Oxygen Monitor. Range 0-100%. 24vdc model. | 0-100 Percent | Pressure: 0.1 to 1.5 psig Flow: 1.0 to 2.0 SCFH (0.5 to 1.0 liter/min) | CAT-OXY-SEN-GF-UNIVERSAL - Sensor housing
CAT-2000-FXWMT-XX | Series 2000 Percent Oxygen Analyzer with a measuring range of "F" Auto Multi-Range 0-10/25/100 Percent. Includes three alarm relays, instrument status alarm relay, digital display, audible alarm, visual alarm indicators. All models are sample pump ready. - Powered by a universal (90 ~ 264 VAC) AC/DC wall mount adapter (24V 15W external power adapter with cord) with barrel connector jack (2.10mm ID). - Includes strain relief and internal terminal block for direct 24vdc power connection (where applicable). - Features a general purpose polycarbonate wall mount enclosure with sampling and electrical connections mounted on the sides or bottom of the enclosure. - Includes 1/4 inch stainless steel compression gas connection on the inlet; no flowmeter, regulator or pump options; includes a 1/4" Quick connect fitting on the outlet. - Equipped with our standard percent electrochemical sensor (CAT-2SEN). - Comes with both a 4-20mADC and 0-2vdc analog outputs includes cordgrip strain relief. - Includes a compression to 1/4 inch quick connect adapter. - Warranty: 2-year electronics and 1-year sensor | Series 2000 Percent Oxygen Analyzer - Range of "F" Auto Multi-Range 0-10/25/100 Percent - Base Model. | 0-10/25/100 Percent | Pressure: 0.1 to 1.5 psig Flow: 1.0 to 2.0 SCFH (0.5 to 1.0 liter/min) | CAT-SS-4TF-2 - Particulate Filter CAT-AFM20 - Coalescing Filter
CAT-2000-FXWMT-RM | Series 2000 Percent Oxygen Analyzer with a measuring range of "F" Auto Multi-Range 0-10/25/100 Percent. Includes three alarm relays, instrument status alarm relay, digital display, audible alarm, visual alarm indicators. All models are sample pump ready. - Powered by a universal (90 ~ 264 VAC) AC/DC wall mount adapter (24V 15W external power adapter with cord) with barrel connector jack (2.10mm ID). - Includes strain relief and internal terminal block for direct 24vdc power connection (where applicable). - Features a general purpose polycarbonate wall mount enclosure with sampling and electrical connections mounted on the sides or bottom of the enclosure. - Includes 1/4 inch stainless steel compression gas connection on the inlet, a pressure regulator (max 100 psi) with a stainless steel needle valve on the sample inlet and flowmeter without control valve on the outlet. - Equipped with our standard percent electrochemical sensor (CAT-2SEN). - Comes with both a 4-20mADC and 0-2vdc analog outputs includes cordgrip strain relief. - Includes a compression to 1/4 inch quick connect adapter. - Warranty: 2-year electronics and 1-year sensor | Series 2000 Percent Oxygen Analyzer - Range of "F" Auto Multi-Range 0-10/25/100 Percent - Pressure Regulator Model. | 0-10/25/100 Percent | Pressure: 1.5 psig to 100 psig | CAT-SS-4TF-2 - Particulate Filter CAT-AFM20 - Coalescing Filter
CAT-2000-FXWMT-VA | Series 2000 Percent Oxygen Analyzer with a measuring range of "F" Auto Multi-Range 0-10/25/100 Percent. Includes three alarm relays, instrument status alarm relay, digital display, audible alarm, visual alarm indicators. All models are sample pump ready. - Powered by a universal (90 ~ 264 VAC) AC/DC wall mount adapter (24V 15W external power adapter with cord) with barrel connector jack (2.10mm ID). - Includes strain relief and internal terminal block for direct 24vdc power connection (where applicable). - Features a general purpose polycarbonate wall mount enclosure with sampling and electrical connections mounted on the sides or bottom of the enclosure. - Includes 1/4 inch stainless steel compression gas connection on the inlet, a 24vdc sample pump with barbed fittings and flowmeter with control valve on the outlet. - Equipped with our standard percent electrochemical sensor (CAT-2SEN). - Comes with both a 4-20mADC and 0-2vdc analog outputs includes cordgrip strain relief. - Includes a compression to 1/4 inch quick connect adapter. - Warranty: 2-year electronics and 1-year sensor | Series 2000 Percent Oxygen Analyzer - Range of "F" Auto Multi-Range 0-10/25/100 Percent - Pump Model. | 0-10/25/100 Percent | Pressure: Atmospheric down to -1.7 psig | CAT-SS-4TF-2 - Particulate Filter CAT-AFM20 - Coalescing Filter
CAT-2000-GXWMT-XX | Series 2000 Percent Oxygen Analyzer with a measuring range of "G" Auto Multi-Range 0-5/10/25 Percent. Includes three alarm relays, instrument status alarm relay, digital display, audible alarm, visual alarm indicators. All models are sample pump ready. - Powered by a universal (90 ~ 264 VAC) AC/DC wall mount adapter (24V 15W external power adapter with cord) with barrel connector jack (2.10mm ID). - Includes strain relief and internal terminal block for direct 24vdc power connection (where applicable). - Features a general purpose polycarbonate wall mount enclosure with sampling and electrical connections mounted on the sides or bottom of the enclosure. - Includes 1/4 inch stainless steel compression gas connection on the inlet; no flowmeter, regulator or pump options; includes a 1/4" Quick connect fitting on the outlet. - Equipped with our standard percent electrochemical sensor (CAT-2SEN). - Comes with both a 4-20mADC and 0-2vdc analog outputs includes cordgrip strain relief. - Includes a compression to 1/4 inch quick connect adapter. - Warranty: 2-year electronics and 1-year sensor | Series 2000 Percent Oxygen Analyzer - Range of "G" Auto Multi-Range 0-5/10/25 Percent - Base Model. | 0-5/10/25 Percent | Pressure: 0.1 to 1.5 psig Flow: 1.0 to 2.0 SCFH (0.5 to 1.0 liter/min) | CAT-SS-4TF-2 - Particulate Filter CAT-AFM20 - Coalescing Filter
CAT-2000-GXWMT-RM | Series 2000 Percent Oxygen Analyzer with a measuring range of "G" Auto Multi-Range 0-5/10/25 Percent. Includes three alarm relays, instrument status alarm relay, digital display, audible alarm, visual alarm indicators. All models are sample pump ready. - Powered by a universal (90 ~ 264 VAC) AC/DC wall mount adapter (24V 15W external power adapter with cord) with barrel connector jack (2.10mm ID). - Includes strain relief and internal terminal block for direct 24vdc power connection (where applicable). - Features a general purpose polycarbonate wall mount enclosure with sampling and electrical connections mounted on the sides or bottom of the enclosure. - Includes 1/4 inch stainless steel compression gas connection on the inlet, a pressure regulator (max 100 psi) with a stainless steel needle valve on the sample inlet and flowmeter without control valve on the outlet. - Equipped with our standard percent electrochemical sensor (CAT-2SEN). - Comes with both a 4-20mADC and 0-2vdc analog outputs includes cordgrip strain relief. - Includes a compression to 1/4 inch quick connect adapter. - Warranty: 2-year electronics and 1-year sensor | Series 2000 Percent Oxygen Analyzer - Range of "G" Auto Multi-Range 0-5/10/25 Percent - Pressure Regulator Model. | 0-5/10/25 Percent | Pressure: 1.5 psig to 100 psig | CAT-SS-4TF-2 - Particulate Filter CAT-AFM20 - Coalescing Filter
CAT-2000-GXWMT-VA | Series 2000 Percent Oxygen Analyzer with a measuring range of "G" Auto Multi-Range 0-5/10/25 Percent. Includes three alarm relays, instrument status alarm relay, digital display, audible alarm, visual alarm indicators. All models are sample pump ready. - Powered by a universal (90 ~ 264 VAC) AC/DC wall mount adapter (24V 15W external power adapter with cord) with barrel connector jack (2.10mm ID). - Includes strain relief and internal terminal block for direct 24vdc power connection (where applicable). - Features a general purpose polycarbonate wall mount enclosure with sampling and electrical connections mounted on the sides or bottom of the enclosure. - Includes 1/4 inch stainless steel compression gas connection on the inlet, a 24vdc sample pump with barbed fittings and flowmeter with control valve on the outlet. - Equipped with our standard percent electrochemical sensor (CAT-2SEN). - Comes with both a 4-20mADC and 0-2vdc analog outputs includes cordgrip strain relief. - Includes a compression to 1/4 inch quick connect adapter. - Warranty: 2-year electronics and 1-year sensor | Series 2000 Percent Oxygen Analyzer - Range of "G" Auto Multi-Range 0-5/10/25 Percent - Pump Model. | 0-5/10/25 Percent | Pressure: Atmospheric down to -1.7 psig | CAT-SS-4TF-2 - Particulate Filter CAT-AFM20 - Coalescing Filter
CAT-2000-HXWMT-XX | Series 2000 Percent Oxygen Analyzer with a measuring range of "H" Auto Multi-Range 0-1/10/25 Percent. Includes three alarm relays, instrument status alarm relay, digital display, audible alarm, visual alarm indicators. All models are sample pump ready. - Powered by a universal (90 ~ 264 VAC) AC/DC wall mount adapter (24V 15W external power adapter with cord) with barrel connector jack (2.10mm ID). - Includes strain relief and internal terminal block for direct 24vdc power connection (where applicable). - Features a general purpose polycarbonate wall mount enclosure with sampling and electrical connections mounted on the sides or bottom of the enclosure. - Includes 1/4 inch stainless steel compression gas connection on the inlet; no flowmeter, regulator or pump options; includes a 1/4" Quick connect fitting on the outlet. - Equipped with our standard percent electrochemical sensor (CAT-2SEN). - Comes with both a 4-20mADC and 0-2vdc analog outputs includes cordgrip strain relief. - Includes a compression to 1/4 inch quick connect adapter. - Warranty: 2-year electronics and 1-year sensor | Series 2000 Percent Oxygen Analyzer - Range of "H" Auto Multi-Range 0-1/10/25 Percent - Base Model. | 0-1/10/25 Percent | Pressure: 0.1 to 1.5 psig Flow: 1.0 to 2.0 SCFH (0.5 to 1.0 liter/min) | CAT-SS-4TF-2 - Particulate Filter CAT-AFM20 - Coalescing Filter
CAT-2000-HXWMT-RM | Series 2000 Percent Oxygen Analyzer with a measuring range of "H" Auto Multi-Range 0-1/10/25 Percent. Includes three alarm relays, instrument status alarm relay, digital display, audible alarm, visual alarm indicators. All models are sample pump ready. - Powered by a universal (90 ~ 264 VAC) AC/DC wall mount adapter (24V 15W external power adapter with cord) with barrel connector jack (2.10mm ID). - Includes strain relief and internal terminal block for direct 24vdc power connection (where applicable). - Features a general purpose polycarbonate wall mount enclosure with sampling and electrical connections mounted on the sides or bottom of the enclosure. - Includes 1/4 inch stainless steel compression gas connection on the inlet, a pressure regulator (max 100 psi) with a stainless steel needle valve on the sample inlet and flowmeter without control valve on the outlet. - Equipped with our standard percent electrochemical sensor (CAT-2SEN). - Comes with both a 4-20mADC and 0-2vdc analog outputs includes cordgrip strain relief. - Includes a compression to 1/4 inch quick connect adapter. - Warranty: 2-year electronics and 1-year sensor | Series 2000 Percent Oxygen Analyzer - Range of "H" Auto Multi-Range 0-1/10/25 Percent - Pressure Regulator Model. | 0-1/10/25 Percent | Pressure: 1.5 psig to 100 psig | CAT-SS-4TF-2 - Particulate Filter CAT-AFM20 - Coalescing Filter
CAT-2000-HXWMT-VA | Series 2000 Percent Oxygen Analyzer with a measuring range of "H" Auto Multi-Range 0-1/10/25 Percent. Includes three alarm relays, instrument status alarm relay, digital display, audible alarm, visual alarm indicators. All models are sample pump ready. - Powered by a universal (90 ~ 264 VAC) AC/DC wall mount adapter (24V 15W external power adapter with cord) with barrel connector jack (2.10mm ID). - Includes strain relief and internal terminal block for direct 24vdc power connection (where applicable). - Features a general purpose polycarbonate wall mount enclosure with sampling and electrical connections mounted on the sides or bottom of the enclosure. - Includes 1/4 inch stainless steel compression gas connection on the inlet, a 24vdc sample pump with barbed fittings and flowmeter with control valve on the outlet. - Equipped with our standard percent electrochemical sensor (CAT-2SEN). - Comes with both a 4-20mADC and 0-2vdc analog outputs includes cordgrip strain relief. - Includes a compression to 1/4 inch quick connect adapter. - Warranty: 2-year electronics and 1-year sensor | Series 2000 Percent Oxygen Analyzer - Range of "H" Auto Multi-Range 0-1/10/25 Percent - Pump Model. | 0-1/10/25 Percent | Pressure: Atmospheric down to -1.7 psig | CAT-SS-4TF-2 - Particulate Filter CAT-AFM20 - Coalescing Filter
CAT-2000-FXWMT-OD | Series 2000 Percent Oxygen Analyzer with a measuring range is "F" Auto Multi-Range 0-10/25/100 Percent. Includes instrument status alarm relay, digital display, audible alarm, visual alarm indicators. - Powered by a universal (90 ~ 264 VAC) AC/DC wall mount adapter (24V 15W external power adapter with cord) with barrel connector jack (2.10mm ID). - Includes strain relief and internal terminal block for direct 24vdc power connection (where applicable). - Features a general purpose polycarbonate wall mount enclosure with open diffuser sensor connection mounted on the side and electrical connections mounted on the bottom of the enclosure. - Does not include any sample conditioning options. - Includes open diffuser OXY-SEN (CAT-OXY-SEN-2SN) sensor with 10 foot coiled cable. - Comes with both a 4-20mADC and 0-2vdc analog outputs includes cordgrip strain relief. - Warranty: 2-year electronics and 1-year sensor | Series 2000 Percent Oxygen Analyzer - Range of "F" Auto Multi-Range 0-10/25/100 Percent - Open Diffuser Model. | 0-10/25/100 Percent | Pressure: 0.1 to 1.5 psig Flow: 1.0 to 2.0 SCFH (0.5 to 1.0 liter/min) | CAT-OXY-SEN-GF-UNIVERSAL - Sensor housing
CAT-2000-GXWMT-OD | Series 2000 Percent Oxygen Analyzer with a measuring range is "G" Auto Multi-Range 0-5/10/25 Percent. Includes instrument status alarm relay, digital display, audible alarm, visual alarm indicators. - Powered by a universal (90 ~ 264 VAC) AC/DC wall mount adapter (24V 15W external power adapter with cord) with barrel connector jack (2.10mm ID). - Includes strain relief and internal terminal block for direct 24vdc power connection (where applicable). - Features a general purpose polycarbonate wall mount enclosure with open diffuser sensor connection mounted on the side and electrical connections mounted on the bottom of the enclosure. - Does not include any sample conditioning options. - Includes open diffuser OXY-SEN (CAT-OXY-SEN-2SN) sensor with 10 foot coiled cable. - Comes with both a 4-20mADC and 0-2vdc analog outputs includes cordgrip strain relief. - Warranty: 2-year electronics and 1-year sensor | Series 2000 Percent Oxygen Analyzer - Range of "G" Auto Multi-Range 0-5/10/2 Percent - Open Diffuser Model. | 0-5/10/25 Percent | Pressure: 0.1 to 1.5 psig Flow: 1.0 to 2.0 SCFH (0.5 to 1.0 liter/min) | CAT-OXY-SEN-GF-UNIVERSAL - Sensor housing
CAT-2000-FAWMT-XXXXXXX-OD-X | Series 2000 Percent Oxygen Analyzer with a measuring range is "F" Auto Multi-Range 0-10/25/100 Percent. Includes instrument status alarm relay, digital display, audible alarm, visual alarm indicators. - Powered by 24VDC to be supplied by customer. - Includes strain relief and internal terminal block for direct 24vdc power connection (where applicable). - Features a general purpose polycarbonate wall mount enclosure with open diffuser sensor connection mounted on the side and electrical connections mounted on the bottom of the enclosure. - Does not include any sample conditioning options. - Includes open diffuser OXY-SEN (CAT-OXY-SEN-2SN) sensor with 10 foot coiled cable. - Comes with both a 4-20mADC and 0-2vdc analog outputs includes cordgrip strain relief. - Warranty: 2-year electronics and 1-year sensor | Series 2000 Percent Oxygen Analyzer - Range of "F" Auto Multi-Range 0-10/25/100 Percent - Open Diffuser Model. OEM Version for Veeco | 0-10/25/100 Percent | Pressure: 0.1 to 1.5 psig Flow: 1.0 to 2.0 SCFH (0.5 to 1.0 liter/min) | CAT-OXY-SEN-GF-UNIVERSAL - Sensor housing
CAT-3000-GXBTP-XX | Series 3000 Trace Oxygen Analyzer with a measuring range is "G" Auto Multi-range 0-10/100/1,000 PPM. Includes three alarm relays, instrument status alarm relay, digital display, audible alarm, visual alarm indicators, and two manual sensor isolation valves. All models are sample pump ready. - Powered by a universal (90 ~ 264 VAC) AC/DC wall mount adapter (24V 15W external power adapter with cord) with barrel connector jack (2.10mm ID). - Includes strain relief and internal terminal block for direct 24vdc power connection (where applicable). - Features a general purpose polycarbonate benchtop portable enclosure with carry handle with sampling and electrical connections mounted on the rear of the enclosure. - Includes 1/4 inch stainless steel compression gas connection on the inlet; no flowmeter, regulator or pump options. - Equipped with our standard trace electrochemical sensor (CAT-3SEN). - Comes with both a 4-20mADC and 0-2vdc analog outputs includes cordgrip strain relief. - Warranty: 2-year electronics and 1-year sensor | Series 3000 Trace Oxygen Analyzer - Range of "G" Auto Multi-range 0-10/100/1,000 PPM - Base Model. | 0-10/100/1,000 PPM | Pressure: 0.1 to 1.5 psig Flow: 1.0 to 2.0 SCFH (0.5 to 1.0 liter/min) | CAT-SS-4TF-2 - Particulate Filter CAT-AFM20 - Coalescing Filter
CAT-3000-GXBTP-RM | Series 3000 Trace Oxygen Analyzer with a measuring range is "G" Auto Multi-range 0-10/100/1,000 PPM. Includes three alarm relays, instrument status alarm relay, digital display, audible alarm, visual alarm indicators, and two manual sensor isolation valves. All models are sample pump ready. - Powered by a universal (90 ~ 264 VAC) AC/DC wall mount adapter (24V 15W external power adapter with cord) with barrel connector jack (2.10mm ID). - Includes strain relief and internal terminal block for direct 24vdc power connection (where applicable). - Features a general purpose polycarbonate benchtop portable enclosure with carry handle with sampling and electrical connections mounted on the rear of the enclosure. - Includes 1/4 inch stainless steel compression gas connection on the inlet, a pressure regulator (max 100 psi) with a stainless steel needle valve on the sample inlet and flowmeter without control valve with 1/4 inch quick connect fitting on the outlet. - Equipped with our standard trace electrochemical sensor (CAT-3SEN). - Comes with both a 4-20mADC and 0-2vdc analog outputs includes cordgrip strain relief. - Warranty: 2-year electronics and 1-year sensor | Series 3000 Trace Oxygen Analyzer - Range of "G" Auto Multi-range 0-10/100/1,000 PPM - Pressure Regulator Model. | 0-10/100/1,000 PPM | Pressure: 1.5 psig to 100 psig | CAT-SS-4TF-2 - Particulate Filter CAT-AFM20 - Coalescing Filter
CAT-3000-GXBTP-VA | Series 3000 Trace Oxygen Analyzer with a measuring range is "G" Auto Multi-range 0-10/100/1,000 PPM. Includes three alarm relays, instrument status alarm relay, digital display, audible alarm, visual alarm indicators, and two manual sensor isolation valves. All models are sample pump ready. - Powered by a universal (90 ~ 264 VAC) AC/DC wall mount adapter (24V 15W external power adapter with cord) with barrel connector jack (2.10mm ID). - Includes strain relief and internal terminal block for direct 24vdc power connection (where applicable). - Features a general purpose polycarbonate benchtop portable enclosure with carry handle with sampling and electrical connections mounted on the rear of the enclosure. - Includes 1/4 inch stainless steel compression gas connection on the inlet, a 24vdc sample pump with barbed fittings and flowmeter with control valve with 1/4 inch quick connect fitting on the outlet. - Equipped with our standard trace electrochemical sensor (CAT-3SEN). - Comes with both a 4-20mADC and 0-2vdc analog outputs includes cordgrip strain relief. - Warranty: 2-year electronics and 1-year sensor | Series 3000 Trace Oxygen Analyzer - Range of "G" Auto Multi-range 0-10/100/1,000 PPM - Pump Model. | 0-10/100/1,000 PPM | Pressure: Atmospheric down to -1.7 psig | CAT-SS-4TF-2 - Particulate Filter CAT-AFM20 - Coalescing Filter
CAT-3000-FXBTP-XX | Series 3000 Trace Oxygen Analyzer with a measuring range is "F" Auto Multi-range 0-50/500/5,000 PPM. Includes three alarm relays, instrument status alarm relay, digital display, audible alarm, visual alarm indicators, and two manual sensor isolation valves. All models are sample pump ready. - Powered by a universal (90 ~ 264 VAC) AC/DC wall mount adapter (24V 15W external power adapter with cord) with barrel connector jack (2.10mm ID). - Includes strain relief and internal terminal block for direct 24vdc power connection (where applicable). - Features a general purpose polycarbonate benchtop portable enclosure with carry handle with sampling and electrical connections mounted on the rear of the enclosure. - Includes 1/4 inch stainless steel compression gas connection on the inlet; no flowmeter, regulator or pump options. - Equipped with our standard trace electrochemical sensor (CAT-3SEN). - Comes with both a 4-20mADC and 0-2vdc analog outputs includes cordgrip strain relief. - Warranty: 2-year electronics and 1-year sensor | Series 3000 Trace Oxygen Analyzer - Range of "F" Auto Multi-range 0-50/500/5,000 PPM - Base Model. | 0-50/500/5,000 PPM | Pressure: 0.1 to 1.5 psig Flow: 1.0 to 2.0 SCFH (0.5 to 1.0 liter/min) | CAT-SS-4TF-2 - Particulate Filter CAT-AFM20 - Coalescing Filter
CAT-3000-FXBTP-RM | Series 3000 Trace Oxygen Analyzer with a measuring range is "F" Auto Multi-range 0-50/500/5,000 PPM. Includes three alarm relays, instrument status alarm relay, digital display, audible alarm, visual alarm indicators, and two manual sensor isolation valves. All models are sample pump ready. - Powered by a universal (90 ~ 264 VAC) AC/DC wall mount adapter (24V 15W external power adapter with cord) with barrel connector jack (2.10mm ID). - Includes strain relief and internal terminal block for direct 24vdc power connection (where applicable). - Features a general purpose polycarbonate benchtop portable enclosure with carry handle with sampling and electrical connections mounted on the rear of the enclosure. - Includes 1/4 inch stainless steel compression gas connection on the inlet, a pressure regulator (max 100 psi) with a stainless steel needle valve on the sample inlet and flowmeter without control valve with 1/4 inch quick connect fitting on the outlet. - Equipped with our standard trace electrochemical sensor (CAT-3SEN). - Comes with both a 4-20mADC and 0-2vdc analog outputs includes cordgrip strain relief. - Warranty: 2-year electronics and 1-year sensor | Series 3000 Trace Oxygen Analyzer - Range of "F" Auto Multi-range 0-50/500/5,000 PPM - Pressure Regulator Model. | 0-50/500/5,000 PPM | Pressure: 1.5 psig to 100 psig | CAT-SS-4TF-2 - Particulate Filter CAT-AFM20 - Coalescing Filter
CAT-3000-FXBTP-VA | Series 3000 Trace Oxygen Analyzer with a measuring range is "F" Auto Multi-range 0-50/500/5,000 PPM. Includes three alarm relays, instrument status alarm relay, digital display, audible alarm, visual alarm indicators, and two manual sensor isolation valves. All models are sample pump ready. - Powered by a universal (90 ~ 264 VAC) AC/DC wall mount adapter (24V 15W external power adapter with cord) with barrel connector jack (2.10mm ID). - Includes strain relief and internal terminal block for direct 24vdc power connection (where applicable). - Features a general purpose polycarbonate benchtop portable enclosure with carry handle with sampling and electrical connections mounted on the rear of the enclosure. - Includes 1/4 inch stainless steel compression gas connection on the inlet, a 24vdc sample pump with barbed fittings and flowmeter with control valve with 1/4 inch quick connect fitting on the outlet. - Equipped with our standard trace electrochemical sensor (CAT-3SEN). - Comes with both a 4-20mADC and 0-2vdc analog outputs includes cordgrip strain relief. - Warranty: 2-year electronics and 1-year sensor | Series 3000 Trace Oxygen Analyzer - Range of "F" Auto Multi-range 0-50/500/5,000 PPM - Pump Model. | 0-50/500/5,000 PPM | Pressure: Atmospheric down to -1.7 psig | CAT-SS-4TF-2 - Particulate Filter CAT-AFM20 - Coalescing Filter
CAT-3000-YXBTP-XX | Series 3000 Trace Oxygen Analyzer with a measuring range is "Y" Auto Multi-range 0-100/1000/10,000 PPM. Includes three alarm relays, instrument status alarm relay, digital display, audible alarm, visual alarm indicators, and two manual sensor isolation valves. All models are sample pump ready. - Powered by a universal (90 ~ 264 VAC) AC/DC wall mount adapter (24V 15W external power adapter with cord) with barrel connector jack (2.10mm ID). - Includes strain relief and internal terminal block for direct 24vdc power connection (where applicable). - Features a general purpose polycarbonate benchtop portable enclosure with carry handle with sampling and electrical connections mounted on the rear of the enclosure. - Includes 1/4 inch stainless steel compression gas connection on the inlet; no flowmeter, regulator or pump options. - Equipped with our standard trace electrochemical sensor (CAT-3SEN). - Comes with both a 4-20mADC and 0-2vdc analog outputs includes cordgrip strain relief. - Warranty: 2-year electronics and 1-year sensor | Series 3000 Trace Oxygen Analyzer - Range of "Y" Auto Multi-range 0-100/1000/10,000 PPM - Base Model. | 0-100/1000/10,000 PPM | Pressure: 0.1 to 1.5 psig Flow: 1.0 to 2.0 SCFH (0.5 to 1.0 liter/min) | CAT-SS-4TF-2 - Particulate Filter CAT-AFM20 - Coalescing Filter
CAT-3000-YXBTP-RM | Series 3000 Trace Oxygen Analyzer with a measuring range is "Y" Auto Multi-range 0-100/1000/10,000 PPM. Includes three alarm relays, instrument status alarm relay, digital display, audible alarm, visual alarm indicators, and two manual sensor isolation valves. All models are sample pump ready. - Powered by a universal (90 ~ 264 VAC) AC/DC wall mount adapter (24V 15W external power adapter with cord) with barrel connector jack (2.10mm ID). - Includes strain relief and internal terminal block for direct 24vdc power connection (where applicable). - Features a general purpose polycarbonate benchtop portable enclosure with carry handle with sampling and electrical connections mounted on the rear of the enclosure. - Includes 1/4 inch stainless steel compression gas connection on the inlet, a pressure regulator (max 100 psi) with a stainless steel needle valve on the sample inlet and flowmeter without control valve with 1/4 inch quick connect fitting on the outlet. - Equipped with our standard trace electrochemical sensor (CAT-3SEN). - Comes with both a 4-20mADC and 0-2vdc analog outputs includes cordgrip strain relief. - Warranty: 2-year electronics and 1-year sensor | Series 3000 Trace Oxygen Analyzer - Range of "Y" Auto Multi-range 0-100/1000/10,000 PPM - Pressure Regulator Model. | 0-100/1000/10,000 PPM | Pressure: 1.5 psig to 100 psig | CAT-SS-4TF-2 - Particulate Filter CAT-AFM20 - Coalescing Filter
CAT-3000-YXBTP-VA | Series 3000 Trace Oxygen Analyzer with a measuring range is "Y" Auto Multi-range 0-100/1000/10,000 PPM. Includes three alarm relays, instrument status alarm relay, digital display, audible alarm, visual alarm indicators, and two manual sensor isolation valves. All models are sample pump ready. - Powered by a universal (90 ~ 264 VAC) AC/DC wall mount adapter (24V 15W external power adapter with cord) with barrel connector jack (2.10mm ID). - Includes strain relief and internal terminal block for direct 24vdc power connection (where applicable). - Features a general purpose polycarbonate benchtop portable enclosure with carry handle with sampling and electrical connections mounted on the rear of the enclosure. - Includes 1/4 inch stainless steel compression gas connection on the inlet, a 24vdc sample pump with barbed fittings and flowmeter with control valve with 1/4 inch quick connect fitting on the outlet. - Equipped with our standard trace electrochemical sensor (CAT-3SEN). - Comes with both a 4-20mADC and 0-2vdc analog outputs includes cordgrip strain relief. - Warranty: 2-year electronics and 1-year sensor | Series 3000 Trace Oxygen Analyzer - Range of "Y" Auto Multi-range 0-100/1000/10,000 PPM - Pump Model. | 0-100/1000/10,000 PPM | Pressure: Atmospheric down to -1.7 psig | CAT-SS-4TF-2 - Particulate Filter CAT-AFM20 - Coalescing Filter
CAT-3000-HXBTP-XX | Series 3000 Trace Oxygen Analyzer with a measuring range is "H" Auto Multi-range 0-5/50/500 PPM. Includes three alarm relays, instrument status alarm relay, digital display, audible alarm, visual alarm indicators, and two manual sensor isolation valves. All models are sample pump ready. - Powered by a universal (90 ~ 264 VAC) AC/DC wall mount adapter (24V 15W external power adapter with cord) with barrel connector jack (2.10mm ID). - Includes strain relief and internal terminal block for direct 24vdc power connection (where applicable). - Features a general purpose polycarbonate benchtop portable enclosure with carry handle with sampling and electrical connections mounted on the rear of the enclosure. - Includes 1/4 inch stainless steel compression gas connection on the inlet; no flowmeter, regulator or pump options. - Equipped with our standard trace electrochemical sensor (CAT-3SEN). - Comes with both a 4-20mADC and 0-2vdc analog outputs includes cordgrip strain relief. - Warranty: 2-year electronics and 1-year sensor | Series 3000 Trace Oxygen Analyzer - Range of "H" Auto Multi-range 0-5/50/500 PPM - Base Model. | 0-5/50/500 PPM | Pressure: 0.1 to 1.5 psig Flow: 1.0 to 2.0 SCFH (0.5 to 1.0 liter/min) | CAT-SS-4TF-2 - Particulate Filter CAT-AFM20 - Coalescing Filter
CAT-3000-HXBTP-RM | Series 3000 Trace Oxygen Analyzer with a measuring range is "H" Auto Multi-range 0-5/50/500 PPM. Includes three alarm relays, instrument status alarm relay, digital display, audible alarm, visual alarm indicators, and two manual sensor isolation valves. All models are sample pump ready. - Powered by a universal (90 ~ 264 VAC) AC/DC wall mount adapter (24V 15W external power adapter with cord) with barrel connector jack (2.10mm ID). - Includes strain relief and internal terminal block for direct 24vdc power connection (where applicable). - Features a general purpose polycarbonate benchtop portable enclosure with carry handle with sampling and electrical connections mounted on the rear of the enclosure. - Includes 1/4 inch stainless steel compression gas connection on the inlet, a pressure regulator (max 100 psi) with a stainless steel needle valve on the sample inlet and flowmeter without control valve with 1/4 inch quick connect fitting on the outlet. - Equipped with our standard trace electrochemical sensor (CAT-3SEN). - Comes with both a 4-20mADC and 0-2vdc analog outputs includes cordgrip strain relief. - Warranty: 2-year electronics and 1-year sensor | Series 3000 Trace Oxygen Analyzer - Range of "H" Auto Multi-range 0-5/50/500 PPM - Pressure Regulator Model. | 0-5/50/500 PPM | Pressure: 1.5 psig to 100 psig | CAT-SS-4TF-2 - Particulate Filter CAT-AFM20 - Coalescing Filter
CAT-3000-HXBTP-VA | Series 3000 Trace Oxygen Analyzer with a measuring range is "H" Auto Multi-range 0-5/50/500 PPM. Includes three alarm relays, instrument status alarm relay, digital display, audible alarm, visual alarm indicators, and two manual sensor isolation valves. All models are sample pump ready. - Powered by a universal (90 ~ 264 VAC) AC/DC wall mount adapter (24V 15W external power adapter with cord) with barrel connector jack (2.10mm ID). - Includes strain relief and internal terminal block for direct 24vdc power connection (where applicable). - Features a general purpose polycarbonate benchtop portable enclosure with carry handle with sampling and electrical connections mounted on the rear of the enclosure. - Includes 1/4 inch stainless steel compression gas connection on the inlet, a 24vdc sample pump with barbed fittings and flowmeter with control valve with 1/4 inch quick connect fitting on the outlet. - Equipped with our standard trace electrochemical sensor (CAT-3SEN). - Comes with both a 4-20mADC and 0-2vdc analog outputs includes cordgrip strain relief. - Warranty: 2-year electronics and 1-year sensor | Series 3000 Trace Oxygen Analyzer - Range of "H" Auto Multi-range 0-5/50/500 PPM - Pump Model. | 0-5/50/500 PPM | Pressure: Atmospheric down to -1.7 psig | CAT-SS-4TF-2 - Particulate Filter CAT-AFM20 - Coalescing Filter
CAT-3000-GUBTP-XXXVAXX-BL-X | Series 3000 Microprocessor Based Trace Oxygen Analyzer with three measuring ranges of 0-10/100/1000 PPM including auto-ranging. The instrument is configured at the factory to operate on 0-1,000PPM range. The instrument is calibrated using <300 ppm gas. - Input power is universal 94-230 VAC. - The Series 3000 features a high performance electrochemical sensor. - Other features include three oxygen alarms with relays, two analog outputs (4-20 mADC and 0-2 VDC), sensor isolation valves, pump, flow control consisting of low flow meter and SCFH flowmeter, and instrument diagnostics. - The electronics is configured for bench-top or portable use and comes equipped with a carrying handle. Note: Two Bausch and Lomb 'Male Pheonix Connectors' provided on rear of analyzer with mating female connectors. - Warranty: 2-year electronics and 1-year sensor | Series 3000 Trace Oxygen Analyzer - Range of "G" Auto Multi-range 0-10/100/1,000 PPM - Pump Model. OEM version for Bausch & Lomb | 0-10/100/1,000 PPM | Pressure: Atmospheric down to -1.7 psig | CAT-SS-4TF-2 - Particulate Filter CAT-AFM20 - Coalescing Filter
CAT-3500-FLSTD-XX | Series 3500 Loop Powered Trace Oxygen Transmitter is equipped with two manual sensor isolation valves and no display. Measuring range is "F" 0-5,000 PPM. Includes a cord grip strain relief and internal terminal block for power connection. Loop powered (14-32vdc - provided by user). Features a standard polycarbonate (NEMA 4 without options) enclosure with sampling and electrical connections mounted on the bottom and sides. Includes 1/4 inch stainless steel compression gas connection on the inlet, no pressure regulator or flowmeter. Equipped with our standard trace electrochemical sensor (CAT-3SEN). Comes with a 4-20mADC analog output includes cordgrip strain relief. Warranty: 2-year electronics and 1-year sensor – CE Certified | Series 3500 Loop Powered Trace Oxygen Transmiiter - Range of "F" 0-5,000 PPM - Base Model. | 0-5,000 PPM | Pressure: 0.1 to 1.5 psig Flow: 1.0 to 2.0 SCFH (0.5 to 1.0 liter/min) | CAT-SS-4TF-2 - Particulate Filter CAT-AFM20 - Coalescing Filter
CAT-3500-FLSTD-RM | Series 3500 Loop Powered Trace Oxygen Transmitter is equipped with two manual sensor isolation valves and no display. Measuring range is "F" 0-5,000 PPM. Includes a cord grip strain relief and internal terminal block for power connection. Loop powered (14-32vdc - provided by user). Features a standard polycarbonate (NEMA 4 without options) enclosure with sampling and electrical connections mounted on the bottom and sides. Includes 1/4 inch stainless steel compression gas connection on the inlet, a pressure regulator (max 100 psi) with a stainless steel needle valve on the sample inlet and flowmeter with no control valve with 1/4 inch quick connect fitting on the outlet. Equipped with our standard trace electrochemical sensor (CAT-3SEN). Comes with a 4-20mADC analog output includes cordgrip strain relief. Warranty: 2-year electronics and 1-year sensor – CE Certified | Series 3500 Loop Powered Trace Oxygen Transmiiter - Range of "F" 0-5,000 PPM - Pressure Regulator Model. | 0-5,000 PPM | Pressure: 1.5 psig to 100 psig | CAT-SS-4TF-2 - Particulate Filter CAT-AFM20 - Coalescing Filter
CAT-3500-ELSTD-XX | Series 3500 Loop Powered Trace Oxygen Transmitter is equipped with two manual sensor isolation valves and no display. Measuring range is "E" 0-1,000 PPM. Includes a cord grip strain relief and internal terminal block for power connection. Loop powered (14-32vdc - provided by user). Features a standard polycarbonate (NEMA 4 without options) enclosure with sampling and electrical connections mounted on the bottom and sides. Includes 1/4 inch stainless steel compression gas connection on the inlet, no pressure regulator or flowmeter. Equipped with our standard trace electrochemical sensor (CAT-3SEN). Comes with a 4-20mADC analog output includes cordgrip strain relief. Warranty: 2-year electronics and 1-year sensor – CE Certified | Series 3500 Loop Powered Trace Oxygen Transmiiter - Range of "E" 0-1,000 PPM - Base Model. | 0-1,000 PPM | Pressure: 0.1 to 1.5 psig Flow: 1.0 to 2.0 SCFH (0.5 to 1.0 liter/min) | CAT-SS-4TF-2 - Particulate Filter CAT-AFM20 - Coalescing Filter
CAT-3500-ELSTD-RM | Series 3500 Loop Powered Trace Oxygen Transmitter is equipped with two manual sensor isolation valves and no display. Measuring range is "E" 0-1,000 PPM. Includes a cord grip strain relief and internal terminal block for power connection. Loop powered (14-32vdc - provided by user). Features a standard polycarbonate (NEMA 4 without options) enclosure with sampling and electrical connections mounted on the bottom and sides. Includes 1/4 inch stainless steel compression gas connection on the inlet, a pressure regulator (max 100 psi) with a stainless steel needle valve on the sample inlet and flowmeter with no control valve with 1/4 inch quick connect fitting on the outlet. Equipped with our standard trace electrochemical sensor (CAT-3SEN). Comes with a 4-20mADC analog output includes cordgrip strain relief. Warranty: 2-year electronics and 1-year sensor – CE Certified | Series 3500 Loop Powered Trace Oxygen Transmiiter - Range of"E" 0-1,000 PPM - Pressure Regulator Model. | 0-1,000 PPM | Pressure: 1.5 psig to 100 psig | CAT-SS-4TF-2 - Particulate Filter CAT-AFM20 - Coalescing Filter
CAT-3500-DLSTD-XX | Series 3500 Loop Powered Trace Oxygen Transmitter is equipped with two manual sensor isolation valves and no display. Measuring range is "D" 0-500 PPM. Includes a cord grip strain relief and internal terminal block for power connection. Loop powered (14-32vdc - provided by user). Features a standard polycarbonate (NEMA 4 without options) enclosure with sampling and electrical connections mounted on the bottom and sides. Includes 1/4 inch stainless steel compression gas connection on the inlet, no pressure regulator or flowmeter. Equipped with our standard trace electrochemical sensor (CAT-3SEN). Comes with a 4-20mADC analog output includes cordgrip strain relief. Warranty: 2-year electronics and 1-year sensor – CE Certified | Series 3500 Loop Powered Trace Oxygen Transmiiter - Range of "D" 0-500 PPM - Base Model. | 0-500 PPM | Pressure: 0.1 to 1.5 psig Flow: 1.0 to 2.0 SCFH (0.5 to 1.0 liter/min) | CAT-SS-4TF-2 - Particulate Filter CAT-AFM20 - Coalescing Filter
CAT-3500-DLSTD-RM | Series 3500 Loop Powered Trace Oxygen Transmitter is equipped with two manual sensor isolation valves and no display. Measuring range is "D" 0-500 PPM. Includes a cord grip strain relief and internal terminal block for power connection. Loop powered (14-32vdc - provided by user). Features a standard polycarbonate (NEMA 4 without options) enclosure with sampling and electrical connections mounted on the bottom and sides. Includes 1/4 inch stainless steel compression gas connection on the inlet, a pressure regulator (max 100 psi) with a stainless steel needle valve on the sample inlet and flowmeter with no control valve with 1/4 inch quick connect fitting on the outlet. Equipped with our standard trace electrochemical sensor (CAT-3SEN). Comes with a 4-20mADC analog output includes cordgrip strain relief. Warranty: 2-year electronics and 1-year sensor – CE Certified | Series 3500 Loop Powered Trace Oxygen Transmiiter - Range of "D" 0-500 PPM - Pressure Regulator Model. | 0-500 PPM | Pressure: 1.5 psig to 100 psig | CAT-SS-4TF-2 - Particulate Filter CAT-AFM20 - Coalescing Filter
CAT-3510-FXSTD-XX | Series 3510 Trace Oxygen Transmitter with a measuring range of "F" 0-5,000 PPM. Includes two manual sensor isolation valves and no display. All models are sample pump ready. - Powered by a universal (90 ~ 264 VAC) AC/DC wall mount adapter (24V 15W external power adapter with cord) with barrel connector jack (2.10mm ID). - Includes strain relief and internal terminal block for direct 24vdc power connection (where applicable). - Features a standard polycarbonate (NEMA 4 without options) enclosure. - Includes 1/4 inch stainless steel compression gas connection on the inlet, no pressure regulator or flowmeter. - Equipped with our standard trace electrochemical sensor (CAT-3SEN). - Comes with a 4-20mADC analog output includes cordgrip strain relief. - Warranty: 2-year electronics and 1-year sensor - CE Certified | Series 3510 Trace Oxygen Transmiiter - Range of "F" 0-5,000 PPM - Base Model. | 0-5,000 PPM | Pressure: 0.1 to 1.5 psig Flow: 1.0 to 2.0 SCFH (0.5 to 1.0 liter/min) | CAT-SS-4TF-2 - Particulate Filter CAT-AFM20 - Coalescing Filter
CAT-3510-FXSTD-RM | Series 3510 Trace Oxygen Transmitter with a measuring range of "F" 0-5,000 PPM. Includes two manual sensor isolation valves and no display. All models are sample pump ready. - Powered by a universal (90 ~ 264 VAC) AC/DC wall mount adapter (24V 15W external power adapter with cord) with barrel connector jack (2.10mm ID). - Includes strain relief and internal terminal block for direct 24vdc power connection (where applicable). - Features a standard polycarbonate (NEMA 4 without options) enclosure. - Includes 1/4 inch stainless steel compression gas connection on the inlet, a pressure regulator (max 100 psi) with a stainless steel needle valve on the sample inlet and flowmeter with no control valve with 1/4 inch quick connect fitting on the outlet. - Equipped with our standard trace electrochemical sensor (CAT-3SEN). - Comes with a 4-20mADC analog output includes cordgrip strain relief. - Warranty: 2-year electronics and 1-year sensor - CE Certified | Series 3510 Trace Oxygen Transmiiter - Range of "F" 0-5,000 PPM - Pressure Regulator Model. | 0-5,000 PPM | Pressure: 1.5 psig to 100 psig | CAT-SS-4TF-2 - Particulate Filter CAT-AFM20 - Coalescing Filter
CAT-3510-FXSTD-VA | Series 3510 Trace Oxygen Transmitter with a measuring range of "F" 0-5,000 PPM. Includes two manual sensor isolation valves and no display. All models are sample pump ready. - Powered by a universal (90 ~ 264 VAC) AC/DC wall mount adapter (24V 15W external power adapter with cord) with barrel connector jack (2.10mm ID). - Includes strain relief and internal terminal block for direct 24vdc power connection (where applicable). - Features a standard polycarbonate (NEMA 4 without options) enclosure. - Includes 1/4 inch stainless steel compression gas connection on the inlet, a 24vdc sample pump with barbed fittings and flowmeter with control valve with 1/4 inch quick connect fitting on the outlet. - Equipped with our standard trace electrochemical sensor (CAT-3SEN). - Comes with a 4-20mADC analog output includes cordgrip strain relief. - Warranty: 2-year electronics and 1-year sensor - CE Certified | Series 3510 Trace Oxygen Transmiiter - Range of "F" 0-5,000 PPM - Pump Model. | 0-5,000 PPM | Pressure: Atmospheric down to -1.7 psig | CAT-SS-4TF-2 - Particulate Filter CAT-AFM20 - Coalescing Filter
CAT-3510-EXSTD-XX | Series 3510 Trace Oxygen Transmitter with a measuring range of "E" 0-1,000 PPM. Includes two manual sensor isolation valves and no display. All models are sample pump ready. - Powered by a universal (90 ~ 264 VAC) AC/DC wall mount adapter (24V 15W external power adapter with cord) with barrel connector jack (2.10mm ID). - Includes strain relief and internal terminal block for direct 24vdc power connection (where applicable). - Features a standard polycarbonate (NEMA 4 without options) enclosure. - Includes 1/4 inch stainless steel compression gas connection on the inlet, no pressure regulator or flowmeter. - Equipped with our standard trace electrochemical sensor (CAT-3SEN). - Comes with a 4-20mADC analog output includes cordgrip strain relief. - Warranty: 2-year electronics and 1-year sensor - CE Certified | Series 3510 Trace Oxygen Transmiiter - Range of "E" 0-1,000 PPM - Base Model. | 0-1,000 PPM | Pressure: 0.1 to 1.5 psig Flow: 1.0 to 2.0 SCFH (0.5 to 1.0 liter/min) | CAT-SS-4TF-2 - Particulate Filter CAT-AFM20 - Coalescing Filter
CAT-3510-EXSTD-RM | Series 3510 Trace Oxygen Transmitter with a measuring range of "E" 0-1,000 PPM. Includes two manual sensor isolation valves and no display. All models are sample pump ready. - Powered by a universal (90 ~ 264 VAC) AC/DC wall mount adapter (24V 15W external power adapter with cord) with barrel connector jack (2.10mm ID). - Includes strain relief and internal terminal block for direct 24vdc power connection (where applicable). - Features a standard polycarbonate (NEMA 4 without options) enclosure. - Includes 1/4 inch stainless steel compression gas connection on the inlet, a pressure regulator (max 100 psi) with a stainless steel needle valve on the sample inlet and flowmeter with no control valve with 1/4 inch quick connect fitting on the outlet. - Equipped with our standard trace electrochemical sensor (CAT-3SEN). - Comes with a 4-20mADC analog output includes cordgrip strain relief. - Warranty: 2-year electronics and 1-year sensor - CE Certified | Series 3510 Trace Oxygen Transmiiter - Range of "E" 0-1,000 PPM - Pressure Regulator Model. | 0-1,000 PPM | Pressure: 1.5 psig to 100 psig | CAT-SS-4TF-2 - Particulate Filter CAT-AFM20 - Coalescing Filter
CAT-3510-EXSTD-VA | Series 3510 Trace Oxygen Transmitter with a measuring range of "E" 0-1,000 PPM. Includes two manual sensor isolation valves and no display. All models are sample pump ready. - Powered by a universal (90 ~ 264 VAC) AC/DC wall mount adapter (24V 15W external power adapter with cord) with barrel connector jack (2.10mm ID). - Includes strain relief and internal terminal block for direct 24vdc power connection (where applicable). - Features a standard polycarbonate (NEMA 4 without options) enclosure. - Includes 1/4 inch stainless steel compression gas connection on the inlet, a 24vdc sample pump with barbed fittings and flowmeter with control valve with 1/4 inch quick connect fitting on the outlet. - Equipped with our standard trace electrochemical sensor (CAT-3SEN). - Comes with a 4-20mADC analog output includes cordgrip strain relief. - Warranty: 2-year electronics and 1-year sensor - CE Certified | Series 3510 Trace Oxygen Transmiiter - Range of "E" 0-1,000 PPM - Pump Model. | 0-1,000 PPM | Pressure: Atmospheric down to -1.7 psig | CAT-SS-4TF-2 - Particulate Filter CAT-AFM20 - Coalescing Filter
CAT-3510-DXSTD-XX | Series 3510 Trace Oxygen Transmitter with a measuring range of "D" 0-500 PPM. Includes two manual sensor isolation valves and no display. All models are sample pump ready. - Powered by a universal (90 ~ 264 VAC) AC/DC wall mount adapter (24V 15W external power adapter with cord) with barrel connector jack (2.10mm ID). - Includes strain relief and internal terminal block for direct 24vdc power connection (where applicable). - Features a standard polycarbonate (NEMA 4 without options) enclosure. - Includes 1/4 inch stainless steel compression gas connection on the inlet, no pressure regulator or flowmeter. - Equipped with our standard trace electrochemical sensor (CAT-3SEN). - Comes with a 4-20mADC analog output includes cordgrip strain relief. - Warranty: 2-year electronics and 1-year sensor - CE Certified | Series 3510 Trace Oxygen Transmiiter - Range of "D" 0-500 PPM - Base Model. | 0-500 PPM | Pressure: 0.1 to 1.5 psig Flow: 1.0 to 2.0 SCFH (0.5 to 1.0 liter/min) | CAT-SS-4TF-2 - Particulate Filter CAT-AFM20 - Coalescing Filter
CAT-3510-DXSTD-RM | Series 3510 Trace Oxygen Transmitter with a measuring range of "D" 0-500 PPM. Includes two manual sensor isolation valves and no display. All models are sample pump ready. - Powered by a universal (90 ~ 264 VAC) AC/DC wall mount adapter (24V 15W external power adapter with cord) with barrel connector jack (2.10mm ID). - Includes strain relief and internal terminal block for direct 24vdc power connection (where applicable). - Features a standard polycarbonate (NEMA 4 without options) enclosure. - Includes 1/4 inch stainless steel compression gas connection on the inlet, a pressure regulator (max 100 psi) with a stainless steel needle valve on the sample inlet and flowmeter with no control valve with 1/4 inch quick connect fitting on the outlet. - Equipped with our standard trace electrochemical sensor (CAT-3SEN). - Comes with a 4-20mADC analog output includes cordgrip strain relief. - Warranty: 2-year electronics and 1-year sensor - CE Certified | Series 3510 Trace Oxygen Transmiiter - Range of "D" 0-500 PPM - Pressure Regulator Model. | 0-500 PPM | Pressure: 1.5 psig to 100 psig | CAT-SS-4TF-2 - Particulate Filter CAT-AFM20 - Coalescing Filter
CAT-3510-DXSTD-VA | Series 3510 Trace Oxygen Transmitter with a measuring range of "D" 0-500 PPM. Includes two manual sensor isolation valves and no display. All models are sample pump ready. - Powered by a universal (90 ~ 264 VAC) AC/DC wall mount adapter (24V 15W external power adapter with cord) with barrel connector jack (2.10mm ID). - Includes strain relief and internal terminal block for direct 24vdc power connection (where applicable). - Features a standard polycarbonate (NEMA 4 without options) enclosure. - Includes 1/4 inch stainless steel compression gas connection on the inlet, a 24vdc sample pump with barbed fittings and flowmeter with control valve with 1/4 inch quick connect fitting on the outlet. - Equipped with our standard trace electrochemical sensor (CAT-3SEN). - Comes with a 4-20mADC analog output includes cordgrip strain relief. - Warranty: 2-year electronics and 1-year sensor - CE Certified | Series 3510 Trace Oxygen Transmiiter - Range of "D" 0-500 PPM - Pump Model. | 0-500 PPM | Pressure: Atmospheric down to -1.7 psig | CAT-SS-4TF-2 - Particulate Filter CAT-AFM20 - Coalescing Filter
CAT-3510-CCSTD-XHXMCCX-S1-X | Series 3510 Trace Oxygen Transmitter with a measuring range is "C" 0-100 PPM. Inclueds two manual sensor isolation valves and no display. - Includes a strain relief and internal terminal block for power connection. - Powered by 115vac to be supplied by customer. Features a standard polycarbonate (NEMA 4 without options) enclosure. - Includes 1/4 inch stainless steel compression gas connection on the inlet, a high capacity particulate filter on the sample inlet, a 115vac sample pump with barbed fittings on the outlet, a flowmeter without a control valve and 1/4 inch quick connect fitting on the sample outlet. - Also includes two 115vac solenoid valves for quick gas exchanges wired, along with any sample pump if so equipped, to an internally mounted terminal strip to provide user with the ability to wire an external ON/OFF switch (supplied by user). - Equipped with our standard trace electrochemical sensor (CAT-3SEN). - Also features larger liquidtight Type B conduit or non-metalic tubing strain relief 3/8" (TPS style) instead of the standard cordgrip strain relief. - Comes with a 4-20mADC analog output. Warranty: 2-year electronics and 1-year sensor – CE Certified | Series 3510 Trace Oxygen Transmitter - Range of "C" 0-100 PPM - Particulate Filter, Pump and Solenoid Model. OEM version for Thermal Product Solutions | 0-100 PPM | Pressure: Atmospheric down to -1.7 psig | NA
CAT-3510-DCSTD-XCXMCCX-S1-X | Series 3510 Trace Oxygen Transmitter with a measuring range is "D" 0-500 PPM. Includes two manual sensor isolation valves and no display. - Includes a strain relief and internal terminal block for power connection. - Powered by 115vac to be supplied by customer. - Features a standard polycarbonate (NEMA 4 without options) enclosure. Includes 1/4 inch stainless steel compression gas connection on the inlet, a coalescing filter on the sample inlet, a 115vac sample pump with barbed fittings on the outlet, a flowmeter without a control valve and 1/4 inch quick connect fitting on the sample outlet. - Also includes two 115vac solenoid valves for quick gas exchanges wired, along with any sample pump if so equipped, to an internally mounted terminal strip to provide user with the ability to wire an external ON/OFF switch (supplied by user). - Equipped with our standard trace electrochemical sensor (CAT-3SEN). - Also features larger liquidtight Type B conduit or non-metalic tubing strain relief 3/8" (TPS style) instead of the standard cordgrip strain relief. - Comes with a 4-20mADC analog output. Warranty: 2-year electronics and 1-year sensor – CE Certified | Series 3510 Trace Oxygen Transmitter - Range of "D" 0-500 PPM - Coalescing Filter, Pump and Solenoid Model. OEM version for Thermal Product Solutions | 0-500 PPM | Pressure: Atmospheric down to -1.7 psig | NA
CAT-3510-DCSTD-XHXMCCX-S1-X | Series 3510 Trace Oxygen Transmitter with a measuring range is "D" 0-500 PPM. Includes two manual sensor isolation valves and no display. - Includes a strain relief and internal terminal block for power connection. - Powered by 115vac to be supplied by customer. - Features a standard polycarbonate (NEMA 4 without options) enclosure. Includes 1/4 inch stainless steel compression gas connection on the inlet, a high capacity particulate filter on the sample inlet, a 115vac sample pump with barbed fittings on the outlet, a flowmeter without a control valve and 1/4 inch quick connect fitting on the sample outlet. - Also includes two 115vac solenoid valves for quick gas exchanges wired, along with any sample pump if so equipped, to an internally mounted terminal strip to provide user with the ability to wire an external ON/OFF switch (supplied by user). - Equipped with our standard trace electrochemical sensor (CAT-3SEN). - Also features larger liquidtight Type B conduit or non-metalic tubing strain relief 3/8" (TPS style) instead of the standard cordgrip strain relief. - Comes with a 4-20mADC analog output. Warranty: 2-year electronics and 1-year sensor – CE Certified | Series 3510 Trace Oxygen Transmitter - Range of "D" 0-500 PPM - Particulate Filter, Pump and Solenoid Model. OEM version for Thermal Product Solutions | 0-500 PPM | Pressure: Atmospheric down to -1.7 psig | NA
CAT-3510-ECSTD-XHXMCCX-S1-X | Series 3510 Trace Oxygen Transmitter with a measuring range is "E" 0-1,000 PPM. Includes two manual sensor isolation valves and no display. - Includes a strain relief and internal terminal block for power connection. - Powered by 115vac to be supplied by customer. - Features a standard polycarbonate (NEMA 4 without options) enclosure. Includes 1/4 inch stainless steel compression gas connection on the inlet, a high capacity particulate filter on the sample inlet, a 115vac sample pump with barbed fittings on the outlet, a flowmeter without a control valve and 1/4 inch quick connect fitting on the sample outlet. - Also includes two 115vac solenoid valves for quick gas exchanges wired, along with any sample pump if so equipped, to an internally mounted terminal strip to provide user with the ability to wire an external ON/OFF switch (supplied by user). - Equipped with our standard trace electrochemical sensor (CAT-3SEN). - Also features larger liquidtight Type B conduit or non-metalic tubing strain relief 3/8" (TPS style) instead of the standard cordgrip strain relief. - Comes with a 4-20mADC analog output. Warranty: 2-year electronics and 1-year sensor – CE Certified | Series 3510 Trace Oxygen Transmitter - Range of "E" 0-1,000 PPM - Particulate Filter, Pump and Solenoid Model. OEM version for Thermal Product Solutions | 0-1,000 PPM | Pressure: Atmospheric down to -1.7 psig | NA
CAT-3510-ECSTD-XXXVCXX-S1-X | Series 3510 Trace Oxygen Transmitter with a measuring range is "E" 0-1,000 PPM. Includes two manual sensor isolation valves and no display. - Includes a strain relief and internal terminal block for power connection. - Powered by 115vac to be supplied by customer. - Features a standard polycarbonate (NEMA 4 without options) enclosure. Includes 1/4 inch stainless steel compression gas connection on the inlet, a 115vac sample pump with barbed fittings on the outlet, a flowmeter with a control valve and a 1/4 inch quick connect on the sample outlet. - Equipped with our standard trace electrochemical sensor (CAT-3SEN). - Also features larger liquidtight Type B conduit or non-metalic tubing strain relief 3/8" (TPS style) instead of the standard cordgrip strain relief. - Comes with a 4-20mADC analog output. Warranty: 2-year electronics and 1-year sensor – CE Certified | Series 3510 Trace Oxygen Transmitter - Range of "E" 0-1,000 PPM - Pump Model. OEM version for Thermal Product Solutions | 0-1,000 PPM | Pressure: Atmospheric down to -1.7 psig | NA
CAT-3510-FCSTD-XCXMCCX-S1-X | Series 3510 Trace Oxygen Transmitter with a measuring range is "F" 0-5,000 PPM. Includestwo manual sensor isolation valves and no display. - Includes a strain relief and internal terminal block for power connection. - Powered by 115vac to be supplied by customer. Features a standard polycarbonate (NEMA 4 without options) enclosure. - Includes 1/4 inch stainless steel compression gas connection on the inlet, a coalescing filter on the sample inlet, a 115vac sample pump with barbed fittings on the outlet, a flowmeter without a control valve and 1/4 inch quick connect fitting on the sample outlet. Also includes two 115vac solenoid valves for quick gas exchanges wired, along with any sample pump if so equipped, to an internally mounted terminal strip to provide user with the ability to wire an external ON/OFF switch (supplied by user). - Equipped with our standard trace electrochemical sensor (CAT-3SEN). - Also features larger liquidtight Type B conduit or non-metalic tubing strain relief 3/8" (TPS style) instead of the standard cordgrip strain relief. - Comes with a 4-20mADC analog output. Warranty: 2-year electronics and 1-year sensor – CE Certified | Series 3510 Trace Oxygen Transmitter - Range of "F" 0-5,000 PPM - Coalescing Filter, Pump and Solenoid Model. OEM version for Thermal Product Solutions | 0-5,000 PPM | Pressure: Atmospheric down to -1.7 psig | NA
CAT-3510-GCSTD-XHXMCCX-S1-X | Series 3510 Trace Oxygen Transmitter with a measuring range is "G" 0-10,000 PPM. Includes two manual sensor isolation valves and no display. - Includes a strain relief and internal terminal block for power connection. - Powered by 115vac to be supplied by customer. Features a standard polycarbonate (NEMA 4 without options) enclosure. - Includes 1/4 inch stainless steel compression gas connection on the inlet, a high capacity particulate filter on the sample inlet, a 115vac sample pump with barbed fittings on the outlet, a flowmeter without a control valve and 1/4 inch quick connect fitting on the sample outlet. Equipped with our standard trace electrochemical sensor (CAT-3SEN). - Also features larger liquidtight Type B conduit or non-metalic tubing strain relief 3/8" (TPS style) instead of the standard cordgrip strain relief. - Comes with a 4-20mADC analog output. Warranty: 2-year electronics and 1-year sensor – CE Certified | Series 3510 Trace Oxygen Transmitter - Range of "G" 0-10,000 PPM - Particulate Filter, Pump and Solenoid Model. OEM version for Thermal Product Solutions | 0-10,000 PPM | Pressure: Atmospheric down to -1.7 psig | NA
CAT-3520-EUSTD-VB | Series 3520 Portable Trace Oxygen Analyzer with a measuring range of "E" 0-1,000 PPM (Displays 0-19,999, calibrated in the 0-1,000 ppm range). - Includes a liquid crystal display, built-in NICAD batteries that provide in excess of 48 hours of continued operation (12 hours with pump). - Includes two manual isolation valves. - Includes a universal AC adapter that provides the ability to recharge the NICAD batteries even while powering the analyzer from the adapter. - Features a standard durable polycarbonate enclosure rated for NEMA1. - Includes 1/4 inch stainless steel compression gas connection on the inlet, a 12vdc sample pump with barbed fittings and flowmeter with control valve with 1/4 inch quick connect fitting on the outlet. - Equipped with our standard trace electrochemical sensor (CAT-3SEN). - No analog outputs. Warranty: 2-year electronics and 1-year sensor | Series 3520 Trace Oxygen Analyzer - Range of "E" 0-1,000 PPM (Displays 0-19,999, calibrated in the 0-1,000 ppm range) - Pump Model | 0-1,000 PPM (Displays 0-19,999, calibrated in the 0-1,000 ppm range) | Pressure: Atmospheric down to -1.7 psig | CAT-SS-4TF-2 - Particulate Filter CAT-AFM20 - Coalescing Filter
CAT-3520-EUSTD-XXXXBXX-SC-X | Series 3520 Portable Trace Oxygen Analyzer Series 3520 Portable Trace Oxygen Analyzer with a measuring range of "E" 0-1,000 PPM (Displays 0-19,999, calibrated in the 0-1,000 ppm range). - Includes a liquid crystal display, built-in NICAD batteries that provide in excess of 48 hours of continued operation (12 hours with pump). - Includes two manual isolation valves. - Includes a universal AC adapter that provides the ability to recharge the NICAD batteries even while powering the analyzer from the adapter. - Features a standard durable polycarbonate enclosure rated for NEMA1. - Includes 1/4 inch stainless steel compression gas connection on the inlet, a 12vdc sample pump with barbed fittings and 0.2 - 2.5 SCFH flowmeter with control valve with 1/4 inch quick connect fitting on the outlet. _ - Equipped with our standard trace electrochemical sensor (CAT-3SEN). - No analog outputs. Warranty: 2-year electronics and 1-year sensor | Series 3520 Trace Oxygen Analyzer - Range of "E" 0-1,000 PPM (Displays 0-19,999, calibrated in the 0-1,000 ppm range) - Pump Model. OEM version for Bausch & Lomb | 0-1,000 PPM (Displays 0-19,999, calibrated in the 0-1,000 ppm range) | Pressure: Atmospheric down to -1.7 psig | CAT-SS-4TF-2 - Particulate Filter CAT-AFM20 - Coalescing Filter

## 2000 Percent Analyzer
Effective Date: 08/03/2026 All Prices Subject to Change Without Notice - Revision 6.2
Part Number | Long Description | Short Description | Measuring Range | Application Gas Stream Pressure | Available User Installed Filter Kits (See Accessories & Parts for details and pricing)
CAT-2000-FXWMT-XX | Series 2000 Percent Oxygen Analyzer with a measuring range of "F" Auto Multi-Range 0-10/25/100 Percent. Includes three alarm relays, instrument status alarm relay, digital display, audible alarm, visual alarm indicators. All models are sample pump ready. - Powered by a universal (90 ~ 264 VAC) AC/DC wall mount adapter (24V 15W external power adapter with cord) with barrel connector jack (2.10mm ID). - Includes strain relief and internal terminal block for direct 24vdc power connection (where applicable). - Features a general purpose polycarbonate wall mount enclosure with sampling and electrical connections mounted on the sides or bottom of the enclosure. - Includes 1/4 inch stainless steel compression gas connection on the inlet; no flowmeter, regulator or pump options; includes a 1/4" Quick connect fitting on the outlet. - Equipped with our standard percent electrochemical sensor (CAT-2SEN). - Comes with both a 4-20mADC and 0-2vdc analog outputs includes cordgrip strain relief. - Includes a compression to 1/4 inch quick connect adapter. - Warranty: 2-year electronics and 1-year sensor | Series 2000 Percent Oxygen Analyzer - Range of "F" Auto Multi-Range 0-10/25/100 Percent - Base Model. | 0-10/25/100 Percent | Pressure: 0.1 to 1.5 psig Flow: 1.0 to 2.0 SCFH (0.5 to 1.0 liter/min) | CAT-SS-4TF-2 - Particulate Filter CAT-AFM20 - Coalescing Filter
CAT-2000-FXWMT-RM | Series 2000 Percent Oxygen Analyzer with a measuring range of "F" Auto Multi-Range 0-10/25/100 Percent. Includes three alarm relays, instrument status alarm relay, digital display, audible alarm, visual alarm indicators. All models are sample pump ready. - Powered by a universal (90 ~ 264 VAC) AC/DC wall mount adapter (24V 15W external power adapter with cord) with barrel connector jack (2.10mm ID). - Includes strain relief and internal terminal block for direct 24vdc power connection (where applicable). - Features a general purpose polycarbonate wall mount enclosure with sampling and electrical connections mounted on the sides or bottom of the enclosure. - Includes 1/4 inch stainless steel compression gas connection on the inlet, a pressure regulator (max 100 psi) with a stainless steel needle valve on the sample inlet and flowmeter without control valve on the outlet. - Equipped with our standard percent electrochemical sensor (CAT-2SEN). - Comes with both a 4-20mADC and 0-2vdc analog outputs includes cordgrip strain relief. - Includes a compression to 1/4 inch quick connect adapter. - Warranty: 2-year electronics and 1-year sensor | Series 2000 Percent Oxygen Analyzer - Range of "F" Auto Multi-Range 0-10/25/100 Percent - Pressure Regulator Model. | 0-10/25/100 Percent | Pressure: 1.5 psig to 100 psig | CAT-SS-4TF-2 - Particulate Filter CAT-AFM20 - Coalescing Filter
CAT-2000-FXWMT-VA | Series 2000 Percent Oxygen Analyzer with a measuring range of "F" Auto Multi-Range 0-10/25/100 Percent. Includes three alarm relays, instrument status alarm relay, digital display, audible alarm, visual alarm indicators. All models are sample pump ready. - Powered by a universal (90 ~ 264 VAC) AC/DC wall mount adapter (24V 15W external power adapter with cord) with barrel connector jack (2.10mm ID). - Includes strain relief and internal terminal block for direct 24vdc power connection (where applicable). - Features a general purpose polycarbonate wall mount enclosure with sampling and electrical connections mounted on the sides or bottom of the enclosure. - Includes 1/4 inch stainless steel compression gas connection on the inlet, a 24vdc sample pump with barbed fittings and flowmeter with control valve on the outlet. - Equipped with our standard percent electrochemical sensor (CAT-2SEN). - Comes with both a 4-20mADC and 0-2vdc analog outputs includes cordgrip strain relief. - Includes a compression to 1/4 inch quick connect adapter. - Warranty: 2-year electronics and 1-year sensor | Series 2000 Percent Oxygen Analyzer - Range of "F" Auto Multi-Range 0-10/25/100 Percent - Pump Model. | 0-10/25/100 Percent | Pressure: Atmospheric down to -1.7 psig | CAT-SS-4TF-2 - Particulate Filter CAT-AFM20 - Coalescing Filter
CAT-2000-GXWMT-XX | Series 2000 Percent Oxygen Analyzer with a measuring range of "G" Auto Multi-Range 0-5/10/25 Percent. Includes three alarm relays, instrument status alarm relay, digital display, audible alarm, visual alarm indicators. All models are sample pump ready. - Powered by a universal (90 ~ 264 VAC) AC/DC wall mount adapter (24V 15W external power adapter with cord) with barrel connector jack (2.10mm ID). - Includes strain relief and internal terminal block for direct 24vdc power connection (where applicable). - Features a general purpose polycarbonate wall mount enclosure with sampling and electrical connections mounted on the sides or bottom of the enclosure. - Includes 1/4 inch stainless steel compression gas connection on the inlet; no flowmeter, regulator or pump options; includes a 1/4" Quick connect fitting on the outlet. - Equipped with our standard percent electrochemical sensor (CAT-2SEN). - Comes with both a 4-20mADC and 0-2vdc analog outputs includes cordgrip strain relief. - Includes a compression to 1/4 inch quick connect adapter. - Warranty: 2-year electronics and 1-year sensor | Series 2000 Percent Oxygen Analyzer - Range of "G" Auto Multi-Range 0-5/10/25 Percent - Base Model. | 0-5/10/25 Percent | Pressure: 0.1 to 1.5 psig Flow: 1.0 to 2.0 SCFH (0.5 to 1.0 liter/min) | CAT-SS-4TF-2 - Particulate Filter CAT-AFM20 - Coalescing Filter
CAT-2000-GXWMT-RM | Series 2000 Percent Oxygen Analyzer with a measuring range of "G" Auto Multi-Range 0-5/10/25 Percent. Includes three alarm relays, instrument status alarm relay, digital display, audible alarm, visual alarm indicators. All models are sample pump ready. - Powered by a universal (90 ~ 264 VAC) AC/DC wall mount adapter (24V 15W external power adapter with cord) with barrel connector jack (2.10mm ID). - Includes strain relief and internal terminal block for direct 24vdc power connection (where applicable). - Features a general purpose polycarbonate wall mount enclosure with sampling and electrical connections mounted on the sides or bottom of the enclosure. - Includes 1/4 inch stainless steel compression gas connection on the inlet, a pressure regulator (max 100 psi) with a stainless steel needle valve on the sample inlet and flowmeter without control valve on the outlet. - Equipped with our standard percent electrochemical sensor (CAT-2SEN). - Comes with both a 4-20mADC and 0-2vdc analog outputs includes cordgrip strain relief. - Includes a compression to 1/4 inch quick connect adapter. - Warranty: 2-year electronics and 1-year sensor | Series 2000 Percent Oxygen Analyzer - Range of "G" Auto Multi-Range 0-5/10/25 Percent - Pressure Regulator Model. | 0-5/10/25 Percent | Pressure: 1.5 psig to 100 psig | CAT-SS-4TF-2 - Particulate Filter CAT-AFM20 - Coalescing Filter
CAT-2000-GXWMT-VA | Series 2000 Percent Oxygen Analyzer with a measuring range of "G" Auto Multi-Range 0-5/10/25 Percent. Includes three alarm relays, instrument status alarm relay, digital display, audible alarm, visual alarm indicators. All models are sample pump ready. - Powered by a universal (90 ~ 264 VAC) AC/DC wall mount adapter (24V 15W external power adapter with cord) with barrel connector jack (2.10mm ID). - Includes strain relief and internal terminal block for direct 24vdc power connection (where applicable). - Features a general purpose polycarbonate wall mount enclosure with sampling and electrical connections mounted on the sides or bottom of the enclosure. - Includes 1/4 inch stainless steel compression gas connection on the inlet, a 24vdc sample pump with barbed fittings and flowmeter with control valve on the outlet. - Equipped with our standard percent electrochemical sensor (CAT-2SEN). - Comes with both a 4-20mADC and 0-2vdc analog outputs includes cordgrip strain relief. - Includes a compression to 1/4 inch quick connect adapter. - Warranty: 2-year electronics and 1-year sensor | Series 2000 Percent Oxygen Analyzer - Range of "G" Auto Multi-Range 0-5/10/25 Percent - Pump Model. | 0-5/10/25 Percent | Pressure: Atmospheric down to -1.7 psig | CAT-SS-4TF-2 - Particulate Filter CAT-AFM20 - Coalescing Filter
CAT-2000-HXWMT-XX | Series 2000 Percent Oxygen Analyzer with a measuring range of "H" Auto Multi-Range 0-1/10/25 Percent. Includes three alarm relays, instrument status alarm relay, digital display, audible alarm, visual alarm indicators. All models are sample pump ready. - Powered by a universal (90 ~ 264 VAC) AC/DC wall mount adapter (24V 15W external power adapter with cord) with barrel connector jack (2.10mm ID). - Includes strain relief and internal terminal block for direct 24vdc power connection (where applicable). - Features a general purpose polycarbonate wall mount enclosure with sampling and electrical connections mounted on the sides or bottom of the enclosure. - Includes 1/4 inch stainless steel compression gas connection on the inlet; no flowmeter, regulator or pump options; includes a 1/4" Quick connect fitting on the outlet. - Equipped with our standard percent electrochemical sensor (CAT-2SEN). - Comes with both a 4-20mADC and 0-2vdc analog outputs includes cordgrip strain relief. - Includes a compression to 1/4 inch quick connect adapter. - Warranty: 2-year electronics and 1-year sensor | Series 2000 Percent Oxygen Analyzer - Range of "H" Auto Multi-Range 0-1/10/25 Percent - Base Model. | 0-1/10/25 Percent | Pressure: 0.1 to 1.5 psig Flow: 1.0 to 2.0 SCFH (0.5 to 1.0 liter/min) | CAT-SS-4TF-2 - Particulate Filter CAT-AFM20 - Coalescing Filter
CAT-2000-HXWMT-RM | Series 2000 Percent Oxygen Analyzer with a measuring range of "H" Auto Multi-Range 0-1/10/25 Percent. Includes three alarm relays, instrument status alarm relay, digital display, audible alarm, visual alarm indicators. All models are sample pump ready. - Powered by a universal (90 ~ 264 VAC) AC/DC wall mount adapter (24V 15W external power adapter with cord) with barrel connector jack (2.10mm ID). - Includes strain relief and internal terminal block for direct 24vdc power connection (where applicable). - Features a general purpose polycarbonate wall mount enclosure with sampling and electrical connections mounted on the sides or bottom of the enclosure. - Includes 1/4 inch stainless steel compression gas connection on the inlet, a pressure regulator (max 100 psi) with a stainless steel needle valve on the sample inlet and flowmeter without control valve on the outlet. - Equipped with our standard percent electrochemical sensor (CAT-2SEN). - Comes with both a 4-20mADC and 0-2vdc analog outputs includes cordgrip strain relief. - Includes a compression to 1/4 inch quick connect adapter. - Warranty: 2-year electronics and 1-year sensor | Series 2000 Percent Oxygen Analyzer - Range of "H" Auto Multi-Range 0-1/10/25 Percent - Pressure Regulator Model. | 0-1/10/25 Percent | Pressure: 1.5 psig to 100 psig | CAT-SS-4TF-2 - Particulate Filter CAT-AFM20 - Coalescing Filter
CAT-2000-HXWMT-VA | Series 2000 Percent Oxygen Analyzer with a measuring range of "H" Auto Multi-Range 0-1/10/25 Percent. Includes three alarm relays, instrument status alarm relay, digital display, audible alarm, visual alarm indicators. All models are sample pump ready. - Powered by a universal (90 ~ 264 VAC) AC/DC wall mount adapter (24V 15W external power adapter with cord) with barrel connector jack (2.10mm ID). - Includes strain relief and internal terminal block for direct 24vdc power connection (where applicable). - Features a general purpose polycarbonate wall mount enclosure with sampling and electrical connections mounted on the sides or bottom of the enclosure. - Includes 1/4 inch stainless steel compression gas connection on the inlet, a 24vdc sample pump with barbed fittings and flowmeter with control valve on the outlet. - Equipped with our standard percent electrochemical sensor (CAT-2SEN). - Comes with both a 4-20mADC and 0-2vdc analog outputs includes cordgrip strain relief. - Includes a compression to 1/4 inch quick connect adapter. - Warranty: 2-year electronics and 1-year sensor | Series 2000 Percent Oxygen Analyzer - Range of "H" Auto Multi-Range 0-1/10/25 Percent - Pump Model. | 0-1/10/25 Percent | Pressure: Atmospheric down to -1.7 psig | CAT-SS-4TF-2 - Particulate Filter CAT-AFM20 - Coalescing Filter

## 2000 OD Percent Analyzer
Effective Date: 08/03/2026 All Prices Subject to Change Without Notice - Revision 6.2
Part Number | Long Description | Short Description | Measuring Range | Application Gas Stream Pressure | Available Accessory Kits (See Accessories & Parts for details and pricing)
CAT-2000-FXWMT-OD | Series 2000 Percent Oxygen Analyzer with a measuring range is "F" Auto Multi-Range 0-10/25/100 Percent. Includes instrument status alarm relay, digital display, audible alarm, visual alarm indicators. - Powered by a universal (90 ~ 264 VAC) AC/DC wall mount adapter (24V 15W external power adapter with cord) with barrel connector jack (2.10mm ID). - Includes strain relief and internal terminal block for direct 24vdc power connection (where applicable). - Features a general purpose polycarbonate wall mount enclosure with open diffuser sensor connection mounted on the side and electrical connections mounted on the bottom of the enclosure. - Does not include any sample conditioning options. - Includes open diffuser OXY-SEN (CAT-OXY-SEN-2SN) sensor with 10 foot coiled cable. - Comes with both a 4-20mADC and 0-2vdc analog outputs includes cordgrip strain relief. - Warranty: 2-year electronics and 1-year sensor | Series 2000 Percent Oxygen Analyzer - Range of "F" Auto Multi-Range 0-10/25/100 Percent - Open Diffuser Model. | 0-10/25/100 Percent | Pressure: 0.1 to 1.5 psig Flow: 1.0 to 2.0 SCFH (0.5 to 1.0 liter/min) | CAT-OXY-SEN-GF-UNIVERSAL - Sensor housing
CAT-2000-GXWMT-OD | Series 2000 Percent Oxygen Analyzer with a measuring range is "G" Auto Multi-Range 0-5/10/25 Percent. Includes instrument status alarm relay, digital display, audible alarm, visual alarm indicators. - Powered by a universal (90 ~ 264 VAC) AC/DC wall mount adapter (24V 15W external power adapter with cord) with barrel connector jack (2.10mm ID). - Includes strain relief and internal terminal block for direct 24vdc power connection (where applicable). - Features a general purpose polycarbonate wall mount enclosure with open diffuser sensor connection mounted on the side and electrical connections mounted on the bottom of the enclosure. - Does not include any sample conditioning options. - Includes open diffuser OXY-SEN (CAT-OXY-SEN-2SN) sensor with 10 foot coiled cable. - Comes with both a 4-20mADC and 0-2vdc analog outputs includes cordgrip strain relief. - Warranty: 2-year electronics and 1-year sensor | Series 2000 Percent Oxygen Analyzer - Range of "G" Auto Multi-Range 0-5/10/2 Percent - Open Diffuser Model. | 0-5/10/25 Percent | Pressure: 0.1 to 1.5 psig Flow: 1.0 to 2.0 SCFH (0.5 to 1.0 liter/min) | CAT-OXY-SEN-GF-UNIVERSAL - Sensor housing
CAT-2000-FAWMT-XXXXXXX-OD-X | Series 2000 Percent Oxygen Analyzer with a measuring range is "F" Auto Multi-Range 0-10/25/100 Percent. Includes instrument status alarm relay, digital display, audible alarm, visual alarm indicators. - Powered by 24VDC to be supplied by customer. - Includes strain relief and internal terminal block for direct 24vdc power connection (where applicable). - Features a general purpose polycarbonate wall mount enclosure with open diffuser sensor connection mounted on the side and electrical connections mounted on the bottom of the enclosure. - Does not include any sample conditioning options. - Includes open diffuser OXY-SEN (CAT-OXY-SEN-2SN) sensor with 10 foot coiled cable. - Comes with both a 4-20mADC and 0-2vdc analog outputs includes cordgrip strain relief. - Warranty: 2-year electronics and 1-year sensor | Series 2000 Percent Oxygen Analyzer - Range of "F" Auto Multi-Range 0-10/25/100 Percent - Open Diffuser Model. OEM Version for Veeco | 0-10/25/100 Percent | Pressure: 0.1 to 1.5 psig Flow: 1.0 to 2.0 SCFH (0.5 to 1.0 liter/min) | CAT-OXY-SEN-GF-UNIVERSAL - Sensor housing

## 3000 Trace Analyzer
Effective Date: 08/03/2026 All Prices Subject to Change Without Notice - Revision 6.2
Part Number | Long Description | Short Description | Measuring Range | Application Gas Stream Pressure | Available User Installed Filter Kits (See Accessories & Parts for details and pricing)
CAT-3000-GXBTP-XX | Series 3000 Trace Oxygen Analyzer with a measuring range is "G" Auto Multi-range 0-10/100/1,000 PPM. Includes three alarm relays, instrument status alarm relay, digital display, audible alarm, visual alarm indicators, and two manual sensor isolation valves. All models are sample pump ready. - Powered by a universal (90 ~ 264 VAC) AC/DC wall mount adapter (24V 15W external power adapter with cord) with barrel connector jack (2.10mm ID). - Includes strain relief and internal terminal block for direct 24vdc power connection (where applicable). - Features a general purpose polycarbonate benchtop portable enclosure with carry handle with sampling and electrical connections mounted on the rear of the enclosure. - Includes 1/4 inch stainless steel compression gas connection on the inlet; no flowmeter, regulator or pump options. - Equipped with our standard trace electrochemical sensor (CAT-3SEN). - Comes with both a 4-20mADC and 0-2vdc analog outputs includes cordgrip strain relief. - Warranty: 2-year electronics and 1-year sensor | Series 3000 Trace Oxygen Analyzer - Range of "G" Auto Multi-range 0-10/100/1,000 PPM - Base Model. | 0-10/100/1,000 PPM | Pressure: 0.1 to 1.5 psig Flow: 1.0 to 2.0 SCFH (0.5 to 1.0 liter/min) | CAT-SS-4TF-2 - Particulate Filter CAT-AFM20 - Coalescing Filter
CAT-3000-GXBTP-RM | Series 3000 Trace Oxygen Analyzer with a measuring range is "G" Auto Multi-range 0-10/100/1,000 PPM. Includes three alarm relays, instrument status alarm relay, digital display, audible alarm, visual alarm indicators, and two manual sensor isolation valves. All models are sample pump ready. - Powered by a universal (90 ~ 264 VAC) AC/DC wall mount adapter (24V 15W external power adapter with cord) with barrel connector jack (2.10mm ID). - Includes strain relief and internal terminal block for direct 24vdc power connection (where applicable). - Features a general purpose polycarbonate benchtop portable enclosure with carry handle with sampling and electrical connections mounted on the rear of the enclosure. - Includes 1/4 inch stainless steel compression gas connection on the inlet, a pressure regulator (max 100 psi) with a stainless steel needle valve on the sample inlet and flowmeter without control valve with 1/4 inch quick connect fitting on the outlet. - Equipped with our standard trace electrochemical sensor (CAT-3SEN). - Comes with both a 4-20mADC and 0-2vdc analog outputs includes cordgrip strain relief. - Warranty: 2-year electronics and 1-year sensor | Series 3000 Trace Oxygen Analyzer - Range of "G" Auto Multi-range 0-10/100/1,000 PPM - Pressure Regulator Model. | 0-10/100/1,000 PPM | Pressure: 1.5 psig to 100 psig | CAT-SS-4TF-2 - Particulate Filter CAT-AFM20 - Coalescing Filter
CAT-3000-GXBTP-VA | Series 3000 Trace Oxygen Analyzer with a measuring range is "G" Auto Multi-range 0-10/100/1,000 PPM. Includes three alarm relays, instrument status alarm relay, digital display, audible alarm, visual alarm indicators, and two manual sensor isolation valves. All models are sample pump ready. - Powered by a universal (90 ~ 264 VAC) AC/DC wall mount adapter (24V 15W external power adapter with cord) with barrel connector jack (2.10mm ID). - Includes strain relief and internal terminal block for direct 24vdc power connection (where applicable). - Features a general purpose polycarbonate benchtop portable enclosure with carry handle with sampling and electrical connections mounted on the rear of the enclosure. - Includes 1/4 inch stainless steel compression gas connection on the inlet, a 24vdc sample pump with barbed fittings and flowmeter with control valve with 1/4 inch quick connect fitting on the outlet. - Equipped with our standard trace electrochemical sensor (CAT-3SEN). - Comes with both a 4-20mADC and 0-2vdc analog outputs includes cordgrip strain relief. - Warranty: 2-year electronics and 1-year sensor | Series 3000 Trace Oxygen Analyzer - Range of "G" Auto Multi-range 0-10/100/1,000 PPM - Pump Model. | 0-10/100/1,000 PPM | Pressure: Atmospheric down to -1.7 psig | CAT-SS-4TF-2 - Particulate Filter CAT-AFM20 - Coalescing Filter
CAT-3000-FXBTP-XX | Series 3000 Trace Oxygen Analyzer with a measuring range is "F" Auto Multi-range 0-50/500/5,000 PPM. Includes three alarm relays, instrument status alarm relay, digital display, audible alarm, visual alarm indicators, and two manual sensor isolation valves. All models are sample pump ready. - Powered by a universal (90 ~ 264 VAC) AC/DC wall mount adapter (24V 15W external power adapter with cord) with barrel connector jack (2.10mm ID). - Includes strain relief and internal terminal block for direct 24vdc power connection (where applicable). - Features a general purpose polycarbonate benchtop portable enclosure with carry handle with sampling and electrical connections mounted on the rear of the enclosure. - Includes 1/4 inch stainless steel compression gas connection on the inlet; no flowmeter, regulator or pump options. - Equipped with our standard trace electrochemical sensor (CAT-3SEN). - Comes with both a 4-20mADC and 0-2vdc analog outputs includes cordgrip strain relief. - Warranty: 2-year electronics and 1-year sensor | Series 3000 Trace Oxygen Analyzer - Range of "F" Auto Multi-range 0-50/500/5,000 PPM - Base Model. | 0-50/500/5,000 PPM | Pressure: 0.1 to 1.5 psig Flow: 1.0 to 2.0 SCFH (0.5 to 1.0 liter/min) | CAT-SS-4TF-2 - Particulate Filter CAT-AFM20 - Coalescing Filter
CAT-3000-FXBTP-RM | Series 3000 Trace Oxygen Analyzer with a measuring range is "F" Auto Multi-range 0-50/500/5,000 PPM. Includes three alarm relays, instrument status alarm relay, digital display, audible alarm, visual alarm indicators, and two manual sensor isolation valves. All models are sample pump ready. - Powered by a universal (90 ~ 264 VAC) AC/DC wall mount adapter (24V 15W external power adapter with cord) with barrel connector jack (2.10mm ID). - Includes strain relief and internal terminal block for direct 24vdc power connection (where applicable). - Features a general purpose polycarbonate benchtop portable enclosure with carry handle with sampling and electrical connections mounted on the rear of the enclosure. - Includes 1/4 inch stainless steel compression gas connection on the inlet, a pressure regulator (max 100 psi) with a stainless steel needle valve on the sample inlet and flowmeter without control valve with 1/4 inch quick connect fitting on the outlet. - Equipped with our standard trace electrochemical sensor (CAT-3SEN). - Comes with both a 4-20mADC and 0-2vdc analog outputs includes cordgrip strain relief. - Warranty: 2-year electronics and 1-year sensor | Series 3000 Trace Oxygen Analyzer - Range of "F" Auto Multi-range 0-50/500/5,000 PPM - Pressure Regulator Model. | 0-50/500/5,000 PPM | Pressure: 1.5 psig to 100 psig | CAT-SS-4TF-2 - Particulate Filter CAT-AFM20 - Coalescing Filter
CAT-3000-FXBTP-VA | Series 3000 Trace Oxygen Analyzer with a measuring range is "F" Auto Multi-range 0-50/500/5,000 PPM. Includes three alarm relays, instrument status alarm relay, digital display, audible alarm, visual alarm indicators, and two manual sensor isolation valves. All models are sample pump ready. - Powered by a universal (90 ~ 264 VAC) AC/DC wall mount adapter (24V 15W external power adapter with cord) with barrel connector jack (2.10mm ID). - Includes strain relief and internal terminal block for direct 24vdc power connection (where applicable). - Features a general purpose polycarbonate benchtop portable enclosure with carry handle with sampling and electrical connections mounted on the rear of the enclosure. - Includes 1/4 inch stainless steel compression gas connection on the inlet, a 24vdc sample pump with barbed fittings and flowmeter with control valve with 1/4 inch quick connect fitting on the outlet. - Equipped with our standard trace electrochemical sensor (CAT-3SEN). - Comes with both a 4-20mADC and 0-2vdc analog outputs includes cordgrip strain relief. - Warranty: 2-year electronics and 1-year sensor | Series 3000 Trace Oxygen Analyzer - Range of "F" Auto Multi-range 0-50/500/5,000 PPM - Pump Model. | 0-50/500/5,000 PPM | Pressure: Atmospheric down to -1.7 psig | CAT-SS-4TF-2 - Particulate Filter CAT-AFM20 - Coalescing Filter
CAT-3000-YXBTP-XX | Series 3000 Trace Oxygen Analyzer with a measuring range is "Y" Auto Multi-range 0-100/1000/10,000 PPM. Includes three alarm relays, instrument status alarm relay, digital display, audible alarm, visual alarm indicators, and two manual sensor isolation valves. All models are sample pump ready. - Powered by a universal (90 ~ 264 VAC) AC/DC wall mount adapter (24V 15W external power adapter with cord) with barrel connector jack (2.10mm ID). - Includes strain relief and internal terminal block for direct 24vdc power connection (where applicable). - Features a general purpose polycarbonate benchtop portable enclosure with carry handle with sampling and electrical connections mounted on the rear of the enclosure. - Includes 1/4 inch stainless steel compression gas connection on the inlet; no flowmeter, regulator or pump options. - Equipped with our standard trace electrochemical sensor (CAT-3SEN). - Comes with both a 4-20mADC and 0-2vdc analog outputs includes cordgrip strain relief. - Warranty: 2-year electronics and 1-year sensor | Series 3000 Trace Oxygen Analyzer - Range of "Y" Auto Multi-range 0-100/1000/10,000 PPM - Base Model. | 0-100/1000/10,000 PPM | Pressure: 0.1 to 1.5 psig Flow: 1.0 to 2.0 SCFH (0.5 to 1.0 liter/min) | CAT-SS-4TF-2 - Particulate Filter CAT-AFM20 - Coalescing Filter
CAT-3000-YXBTP-RM | Series 3000 Trace Oxygen Analyzer with a measuring range is "Y" Auto Multi-range 0-100/1000/10,000 PPM. Includes three alarm relays, instrument status alarm relay, digital display, audible alarm, visual alarm indicators, and two manual sensor isolation valves. All models are sample pump ready. - Powered by a universal (90 ~ 264 VAC) AC/DC wall mount adapter (24V 15W external power adapter with cord) with barrel connector jack (2.10mm ID). - Includes strain relief and internal terminal block for direct 24vdc power connection (where applicable). - Features a general purpose polycarbonate benchtop portable enclosure with carry handle with sampling and electrical connections mounted on the rear of the enclosure. - Includes 1/4 inch stainless steel compression gas connection on the inlet, a pressure regulator (max 100 psi) with a stainless steel needle valve on the sample inlet and flowmeter without control valve with 1/4 inch quick connect fitting on the outlet. - Equipped with our standard trace electrochemical sensor (CAT-3SEN). - Comes with both a 4-20mADC and 0-2vdc analog outputs includes cordgrip strain relief. - Warranty: 2-year electronics and 1-year sensor | Series 3000 Trace Oxygen Analyzer - Range of "Y" Auto Multi-range 0-100/1000/10,000 PPM - Pressure Regulator Model. | 0-100/1000/10,000 PPM | Pressure: 1.5 psig to 100 psig | CAT-SS-4TF-2 - Particulate Filter CAT-AFM20 - Coalescing Filter
CAT-3000-YXBTP-VA | Series 3000 Trace Oxygen Analyzer with a measuring range is "Y" Auto Multi-range 0-100/1000/10,000 PPM. Includes three alarm relays, instrument status alarm relay, digital display, audible alarm, visual alarm indicators, and two manual sensor isolation valves. All models are sample pump ready. - Powered by a universal (90 ~ 264 VAC) AC/DC wall mount adapter (24V 15W external power adapter with cord) with barrel connector jack (2.10mm ID). - Includes strain relief and internal terminal block for direct 24vdc power connection (where applicable). - Features a general purpose polycarbonate benchtop portable enclosure with carry handle with sampling and electrical connections mounted on the rear of the enclosure. - Includes 1/4 inch stainless steel compression gas connection on the inlet, a 24vdc sample pump with barbed fittings and flowmeter with control valve with 1/4 inch quick connect fitting on the outlet. - Equipped with our standard trace electrochemical sensor (CAT-3SEN). - Comes with both a 4-20mADC and 0-2vdc analog outputs includes cordgrip strain relief. - Warranty: 2-year electronics and 1-year sensor | Series 3000 Trace Oxygen Analyzer - Range of "Y" Auto Multi-range 0-100/1000/10,000 PPM - Pump Model. | 0-100/1000/10,000 PPM | Pressure: Atmospheric down to -1.7 psig | CAT-SS-4TF-2 - Particulate Filter CAT-AFM20 - Coalescing Filter
CAT-3000-HXBTP-XX | Series 3000 Trace Oxygen Analyzer with a measuring range is "H" Auto Multi-range 0-5/50/500 PPM. Includes three alarm relays, instrument status alarm relay, digital display, audible alarm, visual alarm indicators, and two manual sensor isolation valves. All models are sample pump ready. - Powered by a universal (90 ~ 264 VAC) AC/DC wall mount adapter (24V 15W external power adapter with cord) with barrel connector jack (2.10mm ID). - Includes strain relief and internal terminal block for direct 24vdc power connection (where applicable). - Features a general purpose polycarbonate benchtop portable enclosure with carry handle with sampling and electrical connections mounted on the rear of the enclosure. - Includes 1/4 inch stainless steel compression gas connection on the inlet; no flowmeter, regulator or pump options. - Equipped with our standard trace electrochemical sensor (CAT-3SEN). - Comes with both a 4-20mADC and 0-2vdc analog outputs includes cordgrip strain relief. - Warranty: 2-year electronics and 1-year sensor | Series 3000 Trace Oxygen Analyzer - Range of "H" Auto Multi-range 0-5/50/500 PPM - Base Model. | 0-5/50/500 PPM | Pressure: 0.1 to 1.5 psig Flow: 1.0 to 2.0 SCFH (0.5 to 1.0 liter/min) | CAT-SS-4TF-2 - Particulate Filter CAT-AFM20 - Coalescing Filter
CAT-3000-HXBTP-RM | Series 3000 Trace Oxygen Analyzer with a measuring range is "H" Auto Multi-range 0-5/50/500 PPM. Includes three alarm relays, instrument status alarm relay, digital display, audible alarm, visual alarm indicators, and two manual sensor isolation valves. All models are sample pump ready. - Powered by a universal (90 ~ 264 VAC) AC/DC wall mount adapter (24V 15W external power adapter with cord) with barrel connector jack (2.10mm ID). - Includes strain relief and internal terminal block for direct 24vdc power connection (where applicable). - Features a general purpose polycarbonate benchtop portable enclosure with carry handle with sampling and electrical connections mounted on the rear of the enclosure. - Includes 1/4 inch stainless steel compression gas connection on the inlet, a pressure regulator (max 100 psi) with a stainless steel needle valve on the sample inlet and flowmeter without control valve with 1/4 inch quick connect fitting on the outlet. - Equipped with our standard trace electrochemical sensor (CAT-3SEN). - Comes with both a 4-20mADC and 0-2vdc analog outputs includes cordgrip strain relief. - Warranty: 2-year electronics and 1-year sensor | Series 3000 Trace Oxygen Analyzer - Range of "H" Auto Multi-range 0-5/50/500 PPM - Pressure Regulator Model. | 0-5/50/500 PPM | Pressure: 1.5 psig to 100 psig | CAT-SS-4TF-2 - Particulate Filter CAT-AFM20 - Coalescing Filter
CAT-3000-HXBTP-VA | Series 3000 Trace Oxygen Analyzer with a measuring range is "H" Auto Multi-range 0-5/50/500 PPM. Includes three alarm relays, instrument status alarm relay, digital display, audible alarm, visual alarm indicators, and two manual sensor isolation valves. All models are sample pump ready. - Powered by a universal (90 ~ 264 VAC) AC/DC wall mount adapter (24V 15W external power adapter with cord) with barrel connector jack (2.10mm ID). - Includes strain relief and internal terminal block for direct 24vdc power connection (where applicable). - Features a general purpose polycarbonate benchtop portable enclosure with carry handle with sampling and electrical connections mounted on the rear of the enclosure. - Includes 1/4 inch stainless steel compression gas connection on the inlet, a 24vdc sample pump with barbed fittings and flowmeter with control valve with 1/4 inch quick connect fitting on the outlet. - Equipped with our standard trace electrochemical sensor (CAT-3SEN). - Comes with both a 4-20mADC and 0-2vdc analog outputs includes cordgrip strain relief. - Warranty: 2-year electronics and 1-year sensor | Series 3000 Trace Oxygen Analyzer - Range of "H" Auto Multi-range 0-5/50/500 PPM - Pump Model. | 0-5/50/500 PPM | Pressure: Atmospheric down to -1.7 psig | CAT-SS-4TF-2 - Particulate Filter CAT-AFM20 - Coalescing Filter
CAT-3000-GUBTP-XXXVAXX-BL-X | Series 3000 Microprocessor Based Trace Oxygen Analyzer with three measuring ranges of 0-10/100/1000 PPM including auto-ranging. The instrument is configured at the factory to operate on 0-1,000PPM range. The instrument is calibrated using <300 ppm gas. - Input power is universal 94-230 VAC. - The Series 3000 features a high performance electrochemical sensor. - Other features include three oxygen alarms with relays, two analog outputs (4-20 mADC and 0-2 VDC), sensor isolation valves, pump, flow control consisting of low flow meter and SCFH flowmeter, and instrument diagnostics. - The electronics is configured for bench-top or portable use and comes equipped with a carrying handle. Note: Two Bausch and Lomb 'Male Pheonix Connectors' provided on rear of analyzer with mating female connectors. - Warranty: 2-year electronics and 1-year sensor | Series 3000 Trace Oxygen Analyzer - Range of "G" Auto Multi-range 0-10/100/1,000 PPM - Pump Model. OEM version for Bausch & Lomb | 0-10/100/1,000 PPM | Pressure: Atmospheric down to -1.7 psig | CAT-SS-4TF-2 - Particulate Filter CAT-AFM20 - Coalescing Filter

## 3500 Trace Transmitter
Effective Date: 08/03/2026 All Prices Subject to Change Without Notice - Revision 6.2
Part Number | Long Description | Short Description | Measuring Range | Application Gas Stream Pressure | Available User Installed Filter Kits (See Accessories & Parts for details and pricing)
CAT-3500-FLSTD-XX | Series 3500 Loop Powered Trace Oxygen Transmitter is equipped with two manual sensor isolation valves and no display. Measuring range is "F" 0-5,000 PPM. Includes a cord grip strain relief and internal terminal block for power connection. Loop powered (14-32vdc - provided by user). Features a standard polycarbonate (NEMA 4 without options) enclosure with sampling and electrical connections mounted on the bottom and sides. Includes 1/4 inch stainless steel compression gas connection on the inlet, no pressure regulator or flowmeter. Equipped with our standard trace electrochemical sensor (CAT-3SEN). Comes with a 4-20mADC analog output includes cordgrip strain relief. Warranty: 2-year electronics and 1-year sensor – CE Certified | Series 3500 Loop Powered Trace Oxygen Transmiiter - Range of "F" 0-5,000 PPM - Base Model. | 0-5,000 PPM | Pressure: 0.1 to 1.5 psig Flow: 1.0 to 2.0 SCFH (0.5 to 1.0 liter/min) | CAT-SS-4TF-2 - Particulate Filter CAT-AFM20 - Coalescing Filter
CAT-3500-FLSTD-RM | Series 3500 Loop Powered Trace Oxygen Transmitter is equipped with two manual sensor isolation valves and no display. Measuring range is "F" 0-5,000 PPM. Includes a cord grip strain relief and internal terminal block for power connection. Loop powered (14-32vdc - provided by user). Features a standard polycarbonate (NEMA 4 without options) enclosure with sampling and electrical connections mounted on the bottom and sides. Includes 1/4 inch stainless steel compression gas connection on the inlet, a pressure regulator (max 100 psi) with a stainless steel needle valve on the sample inlet and flowmeter with no control valve with 1/4 inch quick connect fitting on the outlet. Equipped with our standard trace electrochemical sensor (CAT-3SEN). Comes with a 4-20mADC analog output includes cordgrip strain relief. Warranty: 2-year electronics and 1-year sensor – CE Certified | Series 3500 Loop Powered Trace Oxygen Transmiiter - Range of "F" 0-5,000 PPM - Pressure Regulator Model. | 0-5,000 PPM | Pressure: 1.5 psig to 100 psig | CAT-SS-4TF-2 - Particulate Filter CAT-AFM20 - Coalescing Filter
CAT-3500-ELSTD-XX | Series 3500 Loop Powered Trace Oxygen Transmitter is equipped with two manual sensor isolation valves and no display. Measuring range is "E" 0-1,000 PPM. Includes a cord grip strain relief and internal terminal block for power connection. Loop powered (14-32vdc - provided by user). Features a standard polycarbonate (NEMA 4 without options) enclosure with sampling and electrical connections mounted on the bottom and sides. Includes 1/4 inch stainless steel compression gas connection on the inlet, no pressure regulator or flowmeter. Equipped with our standard trace electrochemical sensor (CAT-3SEN). Comes with a 4-20mADC analog output includes cordgrip strain relief. Warranty: 2-year electronics and 1-year sensor – CE Certified | Series 3500 Loop Powered Trace Oxygen Transmiiter - Range of "E" 0-1,000 PPM - Base Model. | 0-1,000 PPM | Pressure: 0.1 to 1.5 psig Flow: 1.0 to 2.0 SCFH (0.5 to 1.0 liter/min) | CAT-SS-4TF-2 - Particulate Filter CAT-AFM20 - Coalescing Filter
CAT-3500-ELSTD-RM | Series 3500 Loop Powered Trace Oxygen Transmitter is equipped with two manual sensor isolation valves and no display. Measuring range is "E" 0-1,000 PPM. Includes a cord grip strain relief and internal terminal block for power connection. Loop powered (14-32vdc - provided by user). Features a standard polycarbonate (NEMA 4 without options) enclosure with sampling and electrical connections mounted on the bottom and sides. Includes 1/4 inch stainless steel compression gas connection on the inlet, a pressure regulator (max 100 psi) with a stainless steel needle valve on the sample inlet and flowmeter with no control valve with 1/4 inch quick connect fitting on the outlet. Equipped with our standard trace electrochemical sensor (CAT-3SEN). Comes with a 4-20mADC analog output includes cordgrip strain relief. Warranty: 2-year electronics and 1-year sensor – CE Certified | Series 3500 Loop Powered Trace Oxygen Transmiiter - Range of"E" 0-1,000 PPM - Pressure Regulator Model. | 0-1,000 PPM | Pressure: 1.5 psig to 100 psig | CAT-SS-4TF-2 - Particulate Filter CAT-AFM20 - Coalescing Filter
CAT-3500-DLSTD-XX | Series 3500 Loop Powered Trace Oxygen Transmitter is equipped with two manual sensor isolation valves and no display. Measuring range is "D" 0-500 PPM. Includes a cord grip strain relief and internal terminal block for power connection. Loop powered (14-32vdc - provided by user). Features a standard polycarbonate (NEMA 4 without options) enclosure with sampling and electrical connections mounted on the bottom and sides. Includes 1/4 inch stainless steel compression gas connection on the inlet, no pressure regulator or flowmeter. Equipped with our standard trace electrochemical sensor (CAT-3SEN). Comes with a 4-20mADC analog output includes cordgrip strain relief. Warranty: 2-year electronics and 1-year sensor – CE Certified | Series 3500 Loop Powered Trace Oxygen Transmiiter - Range of "D" 0-500 PPM - Base Model. | 0-500 PPM | Pressure: 0.1 to 1.5 psig Flow: 1.0 to 2.0 SCFH (0.5 to 1.0 liter/min) | CAT-SS-4TF-2 - Particulate Filter CAT-AFM20 - Coalescing Filter
CAT-3500-DLSTD-RM | Series 3500 Loop Powered Trace Oxygen Transmitter is equipped with two manual sensor isolation valves and no display. Measuring range is "D" 0-500 PPM. Includes a cord grip strain relief and internal terminal block for power connection. Loop powered (14-32vdc - provided by user). Features a standard polycarbonate (NEMA 4 without options) enclosure with sampling and electrical connections mounted on the bottom and sides. Includes 1/4 inch stainless steel compression gas connection on the inlet, a pressure regulator (max 100 psi) with a stainless steel needle valve on the sample inlet and flowmeter with no control valve with 1/4 inch quick connect fitting on the outlet. Equipped with our standard trace electrochemical sensor (CAT-3SEN). Comes with a 4-20mADC analog output includes cordgrip strain relief. Warranty: 2-year electronics and 1-year sensor – CE Certified | Series 3500 Loop Powered Trace Oxygen Transmiiter - Range of "D" 0-500 PPM - Pressure Regulator Model. | 0-500 PPM | Pressure: 1.5 psig to 100 psig | CAT-SS-4TF-2 - Particulate Filter CAT-AFM20 - Coalescing Filter

## 3510 Trace Transmitter
Effective Date: 08/03/2026 All Prices Subject to Change Without Notice - Revision 6.2
Part Number | Long Description | Short Description | Measuring Range | Application Gas Stream Pressure | Available User Installed Filter Kits (See Accessories & Parts for details and pricing)
CAT-3510-FXSTD-XX | Series 3510 Trace Oxygen Transmitter with a measuring range of "F" 0-5,000 PPM. Includes two manual sensor isolation valves and no display. All models are sample pump ready. - Powered by a universal (90 ~ 264 VAC) AC/DC wall mount adapter (24V 15W external power adapter with cord) with barrel connector jack (2.10mm ID). - Includes strain relief and internal terminal block for direct 24vdc power connection (where applicable). - Features a standard polycarbonate (NEMA 4 without options) enclosure. - Includes 1/4 inch stainless steel compression gas connection on the inlet, no pressure regulator or flowmeter. - Equipped with our standard trace electrochemical sensor (CAT-3SEN). - Comes with a 4-20mADC analog output includes cordgrip strain relief. - Warranty: 2-year electronics and 1-year sensor - CE Certified | Series 3510 Trace Oxygen Transmiiter - Range of "F" 0-5,000 PPM - Base Model. | 0-5,000 PPM | Pressure: 0.1 to 1.5 psig Flow: 1.0 to 2.0 SCFH (0.5 to 1.0 liter/min) | CAT-SS-4TF-2 - Particulate Filter CAT-AFM20 - Coalescing Filter
CAT-3510-FXSTD-RM | Series 3510 Trace Oxygen Transmitter with a measuring range of "F" 0-5,000 PPM. Includes two manual sensor isolation valves and no display. All models are sample pump ready. - Powered by a universal (90 ~ 264 VAC) AC/DC wall mount adapter (24V 15W external power adapter with cord) with barrel connector jack (2.10mm ID). - Includes strain relief and internal terminal block for direct 24vdc power connection (where applicable). - Features a standard polycarbonate (NEMA 4 without options) enclosure. - Includes 1/4 inch stainless steel compression gas connection on the inlet, a pressure regulator (max 100 psi) with a stainless steel needle valve on the sample inlet and flowmeter with no control valve with 1/4 inch quick connect fitting on the outlet. - Equipped with our standard trace electrochemical sensor (CAT-3SEN). - Comes with a 4-20mADC analog output includes cordgrip strain relief. - Warranty: 2-year electronics and 1-year sensor - CE Certified | Series 3510 Trace Oxygen Transmiiter - Range of "F" 0-5,000 PPM - Pressure Regulator Model. | 0-5,000 PPM | Pressure: 1.5 psig to 100 psig | CAT-SS-4TF-2 - Particulate Filter CAT-AFM20 - Coalescing Filter
CAT-3510-FXSTD-VA | Series 3510 Trace Oxygen Transmitter with a measuring range of "F" 0-5,000 PPM. Includes two manual sensor isolation valves and no display. All models are sample pump ready. - Powered by a universal (90 ~ 264 VAC) AC/DC wall mount adapter (24V 15W external power adapter with cord) with barrel connector jack (2.10mm ID). - Includes strain relief and internal terminal block for direct 24vdc power connection (where applicable). - Features a standard polycarbonate (NEMA 4 without options) enclosure. - Includes 1/4 inch stainless steel compression gas connection on the inlet, a 24vdc sample pump with barbed fittings and flowmeter with control valve with 1/4 inch quick connect fitting on the outlet. - Equipped with our standard trace electrochemical sensor (CAT-3SEN). - Comes with a 4-20mADC analog output includes cordgrip strain relief. - Warranty: 2-year electronics and 1-year sensor - CE Certified | Series 3510 Trace Oxygen Transmiiter - Range of "F" 0-5,000 PPM - Pump Model. | 0-5,000 PPM | Pressure: Atmospheric down to -1.7 psig | CAT-SS-4TF-2 - Particulate Filter CAT-AFM20 - Coalescing Filter
CAT-3510-EXSTD-XX | Series 3510 Trace Oxygen Transmitter with a measuring range of "E" 0-1,000 PPM. Includes two manual sensor isolation valves and no display. All models are sample pump ready. - Powered by a universal (90 ~ 264 VAC) AC/DC wall mount adapter (24V 15W external power adapter with cord) with barrel connector jack (2.10mm ID). - Includes strain relief and internal terminal block for direct 24vdc power connection (where applicable). - Features a standard polycarbonate (NEMA 4 without options) enclosure. - Includes 1/4 inch stainless steel compression gas connection on the inlet, no pressure regulator or flowmeter. - Equipped with our standard trace electrochemical sensor (CAT-3SEN). - Comes with a 4-20mADC analog output includes cordgrip strain relief. - Warranty: 2-year electronics and 1-year sensor - CE Certified | Series 3510 Trace Oxygen Transmiiter - Range of "E" 0-1,000 PPM - Base Model. | 0-1,000 PPM | Pressure: 0.1 to 1.5 psig Flow: 1.0 to 2.0 SCFH (0.5 to 1.0 liter/min) | CAT-SS-4TF-2 - Particulate Filter CAT-AFM20 - Coalescing Filter
CAT-3510-EXSTD-RM | Series 3510 Trace Oxygen Transmitter with a measuring range of "E" 0-1,000 PPM. Includes two manual sensor isolation valves and no display. All models are sample pump ready. - Powered by a universal (90 ~ 264 VAC) AC/DC wall mount adapter (24V 15W external power adapter with cord) with barrel connector jack (2.10mm ID). - Includes strain relief and internal terminal block for direct 24vdc power connection (where applicable). - Features a standard polycarbonate (NEMA 4 without options) enclosure. - Includes 1/4 inch stainless steel compression gas connection on the inlet, a pressure regulator (max 100 psi) with a stainless steel needle valve on the sample inlet and flowmeter with no control valve with 1/4 inch quick connect fitting on the outlet. - Equipped with our standard trace electrochemical sensor (CAT-3SEN). - Comes with a 4-20mADC analog output includes cordgrip strain relief. - Warranty: 2-year electronics and 1-year sensor - CE Certified | Series 3510 Trace Oxygen Transmiiter - Range of "E" 0-1,000 PPM - Pressure Regulator Model. | 0-1,000 PPM | Pressure: 1.5 psig to 100 psig | CAT-SS-4TF-2 - Particulate Filter CAT-AFM20 - Coalescing Filter
CAT-3510-EXSTD-VA | Series 3510 Trace Oxygen Transmitter with a measuring range of "E" 0-1,000 PPM. Includes two manual sensor isolation valves and no display. All models are sample pump ready. - Powered by a universal (90 ~ 264 VAC) AC/DC wall mount adapter (24V 15W external power adapter with cord) with barrel connector jack (2.10mm ID). - Includes strain relief and internal terminal block for direct 24vdc power connection (where applicable). - Features a standard polycarbonate (NEMA 4 without options) enclosure. - Includes 1/4 inch stainless steel compression gas connection on the inlet, a 24vdc sample pump with barbed fittings and flowmeter with control valve with 1/4 inch quick connect fitting on the outlet. - Equipped with our standard trace electrochemical sensor (CAT-3SEN). - Comes with a 4-20mADC analog output includes cordgrip strain relief. - Warranty: 2-year electronics and 1-year sensor - CE Certified | Series 3510 Trace Oxygen Transmiiter - Range of "E" 0-1,000 PPM - Pump Model. | 0-1,000 PPM | Pressure: Atmospheric down to -1.7 psig | CAT-SS-4TF-2 - Particulate Filter CAT-AFM20 - Coalescing Filter
CAT-3510-DXSTD-XX | Series 3510 Trace Oxygen Transmitter with a measuring range of "D" 0-500 PPM. Includes two manual sensor isolation valves and no display. All models are sample pump ready. - Powered by a universal (90 ~ 264 VAC) AC/DC wall mount adapter (24V 15W external power adapter with cord) with barrel connector jack (2.10mm ID). - Includes strain relief and internal terminal block for direct 24vdc power connection (where applicable). - Features a standard polycarbonate (NEMA 4 without options) enclosure. - Includes 1/4 inch stainless steel compression gas connection on the inlet, no pressure regulator or flowmeter. - Equipped with our standard trace electrochemical sensor (CAT-3SEN). - Comes with a 4-20mADC analog output includes cordgrip strain relief. - Warranty: 2-year electronics and 1-year sensor - CE Certified | Series 3510 Trace Oxygen Transmiiter - Range of "D" 0-500 PPM - Base Model. | 0-500 PPM | Pressure: 0.1 to 1.5 psig Flow: 1.0 to 2.0 SCFH (0.5 to 1.0 liter/min) | CAT-SS-4TF-2 - Particulate Filter CAT-AFM20 - Coalescing Filter
CAT-3510-DXSTD-RM | Series 3510 Trace Oxygen Transmitter with a measuring range of "D" 0-500 PPM. Includes two manual sensor isolation valves and no display. All models are sample pump ready. - Powered by a universal (90 ~ 264 VAC) AC/DC wall mount adapter (24V 15W external power adapter with cord) with barrel connector jack (2.10mm ID). - Includes strain relief and internal terminal block for direct 24vdc power connection (where applicable). - Features a standard polycarbonate (NEMA 4 without options) enclosure. - Includes 1/4 inch stainless steel compression gas connection on the inlet, a pressure regulator (max 100 psi) with a stainless steel needle valve on the sample inlet and flowmeter with no control valve with 1/4 inch quick connect fitting on the outlet. - Equipped with our standard trace electrochemical sensor (CAT-3SEN). - Comes with a 4-20mADC analog output includes cordgrip strain relief. - Warranty: 2-year electronics and 1-year sensor - CE Certified | Series 3510 Trace Oxygen Transmiiter - Range of "D" 0-500 PPM - Pressure Regulator Model. | 0-500 PPM | Pressure: 1.5 psig to 100 psig | CAT-SS-4TF-2 - Particulate Filter CAT-AFM20 - Coalescing Filter
CAT-3510-DXSTD-VA | Series 3510 Trace Oxygen Transmitter with a measuring range of "D" 0-500 PPM. Includes two manual sensor isolation valves and no display. All models are sample pump ready. - Powered by a universal (90 ~ 264 VAC) AC/DC wall mount adapter (24V 15W external power adapter with cord) with barrel connector jack (2.10mm ID). - Includes strain relief and internal terminal block for direct 24vdc power connection (where applicable). - Features a standard polycarbonate (NEMA 4 without options) enclosure. - Includes 1/4 inch stainless steel compression gas connection on the inlet, a 24vdc sample pump with barbed fittings and flowmeter with control valve with 1/4 inch quick connect fitting on the outlet. - Equipped with our standard trace electrochemical sensor (CAT-3SEN). - Comes with a 4-20mADC analog output includes cordgrip strain relief. - Warranty: 2-year electronics and 1-year sensor - CE Certified | Series 3510 Trace Oxygen Transmiiter - Range of "D" 0-500 PPM - Pump Model. | 0-500 PPM | Pressure: Atmospheric down to -1.7 psig | CAT-SS-4TF-2 - Particulate Filter CAT-AFM20 - Coalescing Filter
CAT-3510-CCSTD-XHXMCCX-S1-X | Series 3510 Trace Oxygen Transmitter with a measuring range is "C" 0-100 PPM. Inclueds two manual sensor isolation valves and no display. - Includes a strain relief and internal terminal block for power connection. - Powered by 115vac to be supplied by customer. Features a standard polycarbonate (NEMA 4 without options) enclosure. - Includes 1/4 inch stainless steel compression gas connection on the inlet, a high capacity particulate filter on the sample inlet, a 115vac sample pump with barbed fittings on the outlet, a flowmeter without a control valve and 1/4 inch quick connect fitting on the sample outlet. - Also includes two 115vac solenoid valves for quick gas exchanges wired, along with any sample pump if so equipped, to an internally mounted terminal strip to provide user with the ability to wire an external ON/OFF switch (supplied by user). - Equipped with our standard trace electrochemical sensor (CAT-3SEN). - Also features larger liquidtight Type B conduit or non-metalic tubing strain relief 3/8" (TPS style) instead of the standard cordgrip strain relief. - Comes with a 4-20mADC analog output. Warranty: 2-year electronics and 1-year sensor – CE Certified | Series 3510 Trace Oxygen Transmitter - Range of "C" 0-100 PPM - Particulate Filter, Pump and Solenoid Model. OEM version for Thermal Product Solutions | 0-100 PPM | Pressure: Atmospheric down to -1.7 psig | NA
CAT-3510-DCSTD-XCXMCCX-S1-X | Series 3510 Trace Oxygen Transmitter with a measuring range is "D" 0-500 PPM. Includes two manual sensor isolation valves and no display. - Includes a strain relief and internal terminal block for power connection. - Powered by 115vac to be supplied by customer. - Features a standard polycarbonate (NEMA 4 without options) enclosure. Includes 1/4 inch stainless steel compression gas connection on the inlet, a coalescing filter on the sample inlet, a 115vac sample pump with barbed fittings on the outlet, a flowmeter without a control valve and 1/4 inch quick connect fitting on the sample outlet. - Also includes two 115vac solenoid valves for quick gas exchanges wired, along with any sample pump if so equipped, to an internally mounted terminal strip to provide user with the ability to wire an external ON/OFF switch (supplied by user). - Equipped with our standard trace electrochemical sensor (CAT-3SEN). - Also features larger liquidtight Type B conduit or non-metalic tubing strain relief 3/8" (TPS style) instead of the standard cordgrip strain relief. - Comes with a 4-20mADC analog output. Warranty: 2-year electronics and 1-year sensor – CE Certified | Series 3510 Trace Oxygen Transmitter - Range of "D" 0-500 PPM - Coalescing Filter, Pump and Solenoid Model. OEM version for Thermal Product Solutions | 0-500 PPM | Pressure: Atmospheric down to -1.7 psig | NA
CAT-3510-DCSTD-XHXMCCX-S1-X | Series 3510 Trace Oxygen Transmitter with a measuring range is "D" 0-500 PPM. Includes two manual sensor isolation valves and no display. - Includes a strain relief and internal terminal block for power connection. - Powered by 115vac to be supplied by customer. - Features a standard polycarbonate (NEMA 4 without options) enclosure. Includes 1/4 inch stainless steel compression gas connection on the inlet, a high capacity particulate filter on the sample inlet, a 115vac sample pump with barbed fittings on the outlet, a flowmeter without a control valve and 1/4 inch quick connect fitting on the sample outlet. - Also includes two 115vac solenoid valves for quick gas exchanges wired, along with any sample pump if so equipped, to an internally mounted terminal strip to provide user with the ability to wire an external ON/OFF switch (supplied by user). - Equipped with our standard trace electrochemical sensor (CAT-3SEN). - Also features larger liquidtight Type B conduit or non-metalic tubing strain relief 3/8" (TPS style) instead of the standard cordgrip strain relief. - Comes with a 4-20mADC analog output. Warranty: 2-year electronics and 1-year sensor – CE Certified | Series 3510 Trace Oxygen Transmitter - Range of "D" 0-500 PPM - Particulate Filter, Pump and Solenoid Model. OEM version for Thermal Product Solutions | 0-500 PPM | Pressure: Atmospheric down to -1.7 psig | NA
CAT-3510-ECSTD-XHXMCCX-S1-X | Series 3510 Trace Oxygen Transmitter with a measuring range is "E" 0-1,000 PPM. Includes two manual sensor isolation valves and no display. - Includes a strain relief and internal terminal block for power connection. - Powered by 115vac to be supplied by customer. - Features a standard polycarbonate (NEMA 4 without options) enclosure. Includes 1/4 inch stainless steel compression gas connection on the inlet, a high capacity particulate filter on the sample inlet, a 115vac sample pump with barbed fittings on the outlet, a flowmeter without a control valve and 1/4 inch quick connect fitting on the sample outlet. - Also includes two 115vac solenoid valves for quick gas exchanges wired, along with any sample pump if so equipped, to an internally mounted terminal strip to provide user with the ability to wire an external ON/OFF switch (supplied by user). - Equipped with our standard trace electrochemical sensor (CAT-3SEN). - Also features larger liquidtight Type B conduit or non-metalic tubing strain relief 3/8" (TPS style) instead of the standard cordgrip strain relief. - Comes with a 4-20mADC analog output. Warranty: 2-year electronics and 1-year sensor – CE Certified | Series 3510 Trace Oxygen Transmitter - Range of "E" 0-1,000 PPM - Particulate Filter, Pump and Solenoid Model. OEM version for Thermal Product Solutions | 0-1,000 PPM | Pressure: Atmospheric down to -1.7 psig | NA
CAT-3510-ECSTD-XXXVCXX-S1-X | Series 3510 Trace Oxygen Transmitter with a measuring range is "E" 0-1,000 PPM. Includes two manual sensor isolation valves and no display. - Includes a strain relief and internal terminal block for power connection. - Powered by 115vac to be supplied by customer. - Features a standard polycarbonate (NEMA 4 without options) enclosure. Includes 1/4 inch stainless steel compression gas connection on the inlet, a 115vac sample pump with barbed fittings on the outlet, a flowmeter with a control valve and a 1/4 inch quick connect on the sample outlet. - Equipped with our standard trace electrochemical sensor (CAT-3SEN). - Also features larger liquidtight Type B conduit or non-metalic tubing strain relief 3/8" (TPS style) instead of the standard cordgrip strain relief. - Comes with a 4-20mADC analog output. Warranty: 2-year electronics and 1-year sensor – CE Certified | Series 3510 Trace Oxygen Transmitter - Range of "E" 0-1,000 PPM - Pump Model. OEM version for Thermal Product Solutions | 0-1,000 PPM | Pressure: Atmospheric down to -1.7 psig | NA
CAT-3510-FCSTD-XCXMCCX-S1-X | Series 3510 Trace Oxygen Transmitter with a measuring range is "F" 0-5,000 PPM. Includestwo manual sensor isolation valves and no display. - Includes a strain relief and internal terminal block for power connection. - Powered by 115vac to be supplied by customer. Features a standard polycarbonate (NEMA 4 without options) enclosure. - Includes 1/4 inch stainless steel compression gas connection on the inlet, a coalescing filter on the sample inlet, a 115vac sample pump with barbed fittings on the outlet, a flowmeter without a control valve and 1/4 inch quick connect fitting on the sample outlet. Also includes two 115vac solenoid valves for quick gas exchanges wired, along with any sample pump if so equipped, to an internally mounted terminal strip to provide user with the ability to wire an external ON/OFF switch (supplied by user). - Equipped with our standard trace electrochemical sensor (CAT-3SEN). - Also features larger liquidtight Type B conduit or non-metalic tubing strain relief 3/8" (TPS style) instead of the standard cordgrip strain relief. - Comes with a 4-20mADC analog output. Warranty: 2-year electronics and 1-year sensor – CE Certified | Series 3510 Trace Oxygen Transmitter - Range of "F" 0-5,000 PPM - Coalescing Filter, Pump and Solenoid Model. OEM version for Thermal Product Solutions | 0-5,000 PPM | Pressure: Atmospheric down to -1.7 psig | NA
CAT-3510-GCSTD-XHXMCCX-S1-X | Series 3510 Trace Oxygen Transmitter with a measuring range is "G" 0-10,000 PPM. Includes two manual sensor isolation valves and no display. - Includes a strain relief and internal terminal block for power connection. - Powered by 115vac to be supplied by customer. Features a standard polycarbonate (NEMA 4 without options) enclosure. - Includes 1/4 inch stainless steel compression gas connection on the inlet, a high capacity particulate filter on the sample inlet, a 115vac sample pump with barbed fittings on the outlet, a flowmeter without a control valve and 1/4 inch quick connect fitting on the sample outlet. Equipped with our standard trace electrochemical sensor (CAT-3SEN). - Also features larger liquidtight Type B conduit or non-metalic tubing strain relief 3/8" (TPS style) instead of the standard cordgrip strain relief. - Comes with a 4-20mADC analog output. Warranty: 2-year electronics and 1-year sensor – CE Certified | Series 3510 Trace Oxygen Transmitter - Range of "G" 0-10,000 PPM - Particulate Filter, Pump and Solenoid Model. OEM version for Thermal Product Solutions | 0-10,000 PPM | Pressure: Atmospheric down to -1.7 psig | NA

## 3520 Trace Portable Analyzer
Effective Date: 08/03/2026 All Prices Subject to Change Without Notice - Revision 6.2
Part Number | Long Description | Short Description | Measuring Range | Application Gas Stream Pressure | Available User Installed Filter Kits (See Accessories & Parts for details and pricing)
CAT-3520-EUSTD-VB | Series 3520 Portable Trace Oxygen Analyzer with a measuring range of "E" 0-1,000 PPM (Displays 0-19,999, calibrated in the 0-1,000 ppm range). - Includes a liquid crystal display, built-in NICAD batteries that provide in excess of 48 hours of continued operation (12 hours with pump). - Includes two manual isolation valves. - Includes a universal AC adapter that provides the ability to recharge the NICAD batteries even while powering the analyzer from the adapter. - Features a standard durable polycarbonate enclosure rated for NEMA1. - Includes 1/4 inch stainless steel compression gas connection on the inlet, a 12vdc sample pump with barbed fittings and flowmeter with control valve with 1/4 inch quick connect fitting on the outlet. - Equipped with our standard trace electrochemical sensor (CAT-3SEN). - No analog outputs. Warranty: 2-year electronics and 1-year sensor | Series 3520 Trace Oxygen Analyzer - Range of "E" 0-1,000 PPM (Displays 0-19,999, calibrated in the 0-1,000 ppm range) - Pump Model | 0-1,000 PPM (Displays 0-19,999, calibrated in the 0-1,000 ppm range) | Pressure: Atmospheric down to -1.7 psig | CAT-SS-4TF-2 - Particulate Filter CAT-AFM20 - Coalescing Filter
CAT-3520-EUSTD-XXXXBXX-SC-X | Series 3520 Portable Trace Oxygen Analyzer Series 3520 Portable Trace Oxygen Analyzer with a measuring range of "E" 0-1,000 PPM (Displays 0-19,999, calibrated in the 0-1,000 ppm range). - Includes a liquid crystal display, built-in NICAD batteries that provide in excess of 48 hours of continued operation (12 hours with pump). - Includes two manual isolation valves. - Includes a universal AC adapter that provides the ability to recharge the NICAD batteries even while powering the analyzer from the adapter. - Features a standard durable polycarbonate enclosure rated for NEMA1. - Includes 1/4 inch stainless steel compression gas connection on the inlet, a 12vdc sample pump with barbed fittings and 0.2 - 2.5 SCFH flowmeter with control valve with 1/4 inch quick connect fitting on the outlet. _ - Equipped with our standard trace electrochemical sensor (CAT-3SEN). - No analog outputs. Warranty: 2-year electronics and 1-year sensor | Series 3520 Trace Oxygen Analyzer - Range of "E" 0-1,000 PPM (Displays 0-19,999, calibrated in the 0-1,000 ppm range) - Pump Model. OEM version for Bausch & Lomb | 0-1,000 PPM (Displays 0-19,999, calibrated in the 0-1,000 ppm range) | Pressure: Atmospheric down to -1.7 psig | CAT-SS-4TF-2 - Particulate Filter CAT-AFM20 - Coalescing Filter

## OXY-SEN Percent Monitor
Effective Date: 08/03/2026 All Prices Subject to Change Without Notice - Revision 6.2
Part Number | Long Description | Short Description | Measuring Range | Application Gas Stream Pressure | Available Accessory Kits (See Accessories & Parts for details and pricing)
CAT-OXY-SEN-2-F | OXY-SEN Oxygen Monitor with a single range of 0-100%. The general-purpose enclosure is designed to be flush mounted onto a vertical surface, fabricated from aluminum and painted with a baked-on finish. Equipped with a 3 1/2 digit front panel LCD display. The oxygen sensor (CAT-OXY-SEN-2SN) has a threaded end for ease of installation and comes with a ten foot interconnecting sensor cable. Includes a 4-20mAdc analog output scaled to 0-100% or 0-25% based upon port selection. Features 115/230VAC(50-60Hz) power with a six foot power cord. Warranty: 2-year electronics and 1-year sensor– CE Certification | OXY-SEN Oxygen Monitor. Range 0-100%. AC model. | 0-100 Percent | Pressure: 0.1 to 1.5 psig Flow: 1.0 to 2.0 SCFH (0.5 to 1.0 liter/min) | CAT-OXY-SEN-GF-UNIVERSAL - Sensor housing
CAT-OXY-SEN-2-F-24 | OXY-SEN Oxygen Monitor with a single range of 0-100%. The general-purpose enclosure is designed to be flush mounted onto a vertical surface, fabricated from aluminum and painted with a baked-on finish. Equipped with a 3 1/2 digit front panel LCD display. The oxygen sensor (CAT-OXY-SEN-2SN) has a threaded end for ease of installation and comes with a ten foot interconnecting sensor cable. Includes a 4-20mAdc analog output scaled to 0-100% or 0-25% based upon port selection. Powered by user supplied 24 VDC power (power connection cable included). Optional UL/ETL approved external power supply available separately. Warranty: 2-year electronics and 1-year sensor– CE Certification | OXY-SEN Oxygen Monitor. Range 0-100%. 24vdc model. | 0-100 Percent | Pressure: 0.1 to 1.5 psig Flow: 1.0 to 2.0 SCFH (0.5 to 1.0 liter/min) | CAT-OXY-SEN-GF-UNIVERSAL - Sensor housing

## Deficiency Safety Monitors
Effective Date: 08/03/2026 All Prices Subject to Change Without Notice - Revision 6.2
Part Number | Epicor Long Description | Epicor Description | Measuring Range | Application Gas Stream Pressure | Available Accessory Kits (See Accessories & Parts for details and pricing)
CAT-SERIES-1300 | Series 1300 Oxygen Deficiency Monitor which is three sensor ready and four horn and strobe ready. Measuring range of 0-30%, four individually adjustable Form C alarm relays, each rated at 10 amps (250 VAC), programmable to provide a maximum of nine individual alarm events. Two scalable analog outputs (4-20 mADC and 0-20 mADC) are standard, as is RS-232 serial communications and built-in datalogger. Includes an internally mounted audible alarm rated at 85 decibels (nominal) as well as visual alarm indicators. Includes a local sensor. Powered by Universal AC (90-264VAC) with attached power cord. Warranty: Three years-includes both sensor and electronics. | Series 1300 Oxygen Deficiency Monitor, One local sensor. | 0-30 Percent | Ambient Air | CAT-13-H&S - Horn & Strobe, See Calibration Accessories
CAT-SERIES-1300-NOL | Series 1300 Oxygen Deficiency Monitor which is three sensor ready and four horn and strobe ready. Measuring range of 0-30%, four individually adjustable Form C alarm relays, each rated at 10 amps (250 VAC), programmable to provide a maximum of nine individual alarm events. Two scalable analog outputs (4-20 mADC and 0-20 mADC) are standard, as is RS-232 serial communications and built-in datalogger. Includes an internally mounted audible alarm rated at 85 decibels (nominal) as well as visual alarm indicators. No local sensor included. Powered by Universal AC (90-264VAC) with attached power cord.Warranty: Three years on electronics. (MUST SELECT AT LEAST ONE REMOTE SENSOR: PN:CAT-13-RSE) | Series 1300 Oxygen Deficiency Monitor, Needs a CAT-13-RSE Remote Sensor. | 0-30 Percent | Ambient Air | CAT-13-H&S - Horn & Strobe, See Calibration Accessories
CAT-13-RSE | Remote Oxygen Enclosure with sensor for Series 1300 (up to 2 per unit) includes 10 feet of interconnecting cable. Additional cable (CAT-13-RCBL-ADD). Warranty: Three years on sensor and electronics. | Series 1300 Remote Enclosure with Sensor. | 0-30 Percent | Ambient Air | See Calibration Accessories
CAT-SERIES-1000L | Series 1000 O2 Monitor with a local sensor is a microprocessor-controlled instrument with a range of 0-30%. It is powered a Universal AC (90-264VAC) power supply. Oxygen values are displayed on an easy-to-read, 10.2 mm (0.4”) high, 4-1/2 digit liquid crystal display (LCD). It also includes a 4-20mADC and 0-2VDC. Supports only one sensor. Warranty: Three years-includes both sensor and electronics. | Series 1000 O2 Monitor with a local sensor. | 0-30 Percent | Ambient Air | CAT-1-H&S - Horn & Strobe, See Calibration Accessories

## Accessories & Parts
Effective Date: 08/03/2026 All Prices Subject to Change Without Notice - Revision 6.2
Part Number | Description | Used On
CAT-OXY-SEN-CCBL | Coiled sensor able for use with the OXY-SEN Oxygen Monitor 10 feet (`3 meters) maximum. | OXY-SEN, 2000 OD
CAT-OXY-SEN-SCBL | Straight sensor cable for use with the OXY-SEN Oxygen Monitor 10 feet (~3 meters). | OXY-SEN
CAT-OXY-SEN-SCBL-3 | Straight sensor cable for use with the OXY-SEN Oxygen Monitor 3 feet (~1 meters). | OXY-SEN
CAT-OXY-SEN-SCBL-6 | Straight sensor cable for use with the OXY-SEN Oxygen Monitor 6 feet (~2 meters). | OXY-SEN
CAT-OXY-SEN-SCBL-24 | Straight sensor cable for use with the OXY-SEN Oxygen Monitor 24 feet (~8 meters). | OXY-SEN
CAT-OXY-SEN-SCBL-30 | Straight sensor cable for use with the OXY-SEN Oxygen Monitor 30 feet (~9 meters). | OXY-SEN
CAT-OXY-SEN-OCBL | Ten feet (3 meters) of output cable with mating connector for the OXY-SEN. Connects to the 4-20 mADC output connector(s). | OXY-SEN
CAT-OXY-SEN-OCBL-30 | Thirty feet (~9 meters) of output cable with mating connector for the OXY-SEN. Connects to the 4-20 mADC output connector(s). | OXY-SEN
CAT-OXY-SEN-PCBL-30 | Straight 24vdc power cable for use with the OXY-SEN Oxygen Monitor 30 feet (~9 meters). | OXY-SEN
CAT-1-RCBL | Ten feet of interconnecting for use between the Series 1000 remote sensor and electronics enclosures | 1000
CAT-1-RCBL-ADD | Additional Interconnecting cable for use between the Series 1000 remote sensor and electronics enclosures per foot | 1000
CAT-1-HSCBL | Ten feet of interconnecting cable for use between the horn & strobe and the Series 1000 electronics enclosures | 1000
CAT-1-HSCBL-ADD | Additional interconnecting cable for use between the horn & strobe and the Series 1000 electronics enclosures per foot | 1000
CAT-13-RCBL | Replacement Remote Cable for Series 1300 - 10 feet. | 1300
CAT-13-RCBL-ADD | Remote Cable for Series 1300 (#24 AWG (American Wiring Gauge) will allow distances up to 1000' )- Additional length per foot | 1300
CAT-13-HSCBL | Replacement Horn & Strobe Cable for Series 1300 - 10 feet. | 1300
CAT-13-HSCBL-ADD | Horn & Strobe Cable for Series 1300 - Additional length per foot. Note: The maximum length of cable for each horn and strobe is 1,000 feet if wired in parallel. If multiple horn and strobes are to be wired in series, the maximum cable length is 1,000 feet divided by the number of horn and strobes. | 1300
CAT-3-RCBL | Remote Cable for Series 2000, 3000 - 10 feet. | 2000, 3000
CAT-3-RCBL-ADD | Remote Cable for Series 2000, 3000 - Additional length per foot | 2000, 3000
300-0000518 | Cord, Power - 6', 18G, 3 conductor, SVT, Plug Type: UL, Unshielded, Rated 60-75 Degrees C, Black, Computer Desktop Style | 2000, 3000, ZRO
CAT-ZEROAIRCAL | REPLACED WITH THREE PARTS BELOW Calibration Fixture with mounting nut,includes tubing for connection from fixture to cylinder of calibration gas. Also includes 17 liter cylinder of gas with concentration of 20.9% oxygen and balance of Nitrogen and regulator. NOTE: Regulations require that the cylinder of gas and regulator be drop shipped to customer. USA ONLY | 1000, 1300
106-0014928 | Regulator, Pressure ¦ 0.2 LPM High Pressure Regulator for 17 & 34 Liter Steel Cylinders. For USA ONLY - (Part 1 of 3 to replace CAT-ZEROAIRCAL kit.) NOTE: Regulations require that this item be drop shipped to the customer. | 1000, 1300
GAS-0018765 | 17 liter cylinder of gas with concentration of 20.9% oxygen and balance of Nitrogen. NOTE: Regulations require that the cylinder of gas be drop shipped to the customer. For USA ONLY (Part 2 of 3 to replace CAT-ZEROAIRCAL kit.) NOTE: Regulations require that this item be drop shipped to the customer. | 1000, 1300
CAT-CFN | Calibration Fixture includes 5 feet of tubing (Part 3 of 3 to replace CAT-ZEROAIRCAL kit.) | 1000, 1300
CAT-SS-4TF-2 | Swagelok - High Capacity Particulate Sample Filter- 316 stainless steel (SS) body with 316 SS filter element. Recommended when particles are >5 microns. The filter is equipped with 1/4" compression fittings. (Old P/N:295S, 395S) | 2000, 2500, 2510, 2520, 3000, 3500, 3510, 3520, DO NOT USE FOR ZRO2000
CAT-AFM20 | Coalescing Filter-Filter with aluminum housing. Recommended with samples containing a very light mist and particles > 30 microns. (Old P/N: 2CF, 3CF) | 2000, 2500, 2510, 2520, 3000, 3500, 3510, 3520
CAT-SS-4TF-2-H | Hoke - High Capacity Sample Filter - 316 stainless steel (SS) body with 316 SS filter element. Recommended when particles are >5 microns. The filter is equipped with 1/4" compression fittings. (Old P/N:295S, 395S) | 2000, 2500, 2510, 2520, 3000, 3500, 3510, 3520, DO NOT USE FOR ZRO2000
CAT-SS-FBX | Swagelok - Spare Filter Elements for CAT-SS-4TF-2 (Old P/N: 2FBX, 3FBX) | 2000, 2500, 2510, 2520, 3000, 3500, 3510, 3520
CAT-AFM-FE | Spare Filter Elements for the CAT-AFM20 (Old P/N: 2CFE, 3CFE) | 2000, 2500, 2510, 2520, 3000, 3500, 3510, 3520
CAT-SS-FBX-H | Hoke - Spare Filter Elements for CAT-SS-4TF-2-H (Old P/N: 2FBX, 3FBX) | 2000, 2500, 2510, 2520, 3000, 3500, 3510, 3520
Call Factory | Heavy Duty 4" Coalescing Balston Blue Filter - Gas Filtration at 0.01 microns, 'Q' Solids and Trace liquids (Low Temp) | 2000, 2500, 2510, 2520, 3000, 3500, 3510, 3520
CAT-CF-AL | Replacement filter element for 95A1/4 (Blue) aluminum filter. 300°F (150°C) Max, 'B'=99.99% Gas Filtration at 0.01um, 'Q' Solids and Trace liquids (Low Temp). for use with 95A filter body (Old P/N: 3CF-AL) | 2000, 2500, 2510, 2520, 3000, 3500, 3510, 3520
CAT-FLM-UNIVERSAL | The kit includes a 0.1-1.2 LPM flowmeter with NO control valve, (2) ¼” straight quick connect fittings, (2) ¼” right angle (elbow) quick connect fittings and (2) ¼” Swagelok compatible compression fittings. Assembly is required. (Replaces old pn: 2FLM, 3FLM, 9FLM, FLM, FLM-QC-QC, FLM-PNL-QC-QC, FLM-QC-QCE, FLM-2C-QC, FLM-QC-2C, FLM-2C-2C) | 2000, 2500, 2510, 2520, 3000, 3500, 3510, 3520
CAT-FLMC-UNIVERSAL | The kit includes a 0.1-1.2 LPM flowmeter with control valve, (2) ¼” straight quick connect fittings, (2) ¼” right angle (elbow) quick connect fittings and (2) ¼” Swagelok compatible compression fittings. Assembly is required. (Replaces old pn: 2FLMC, 3FLMC, 9FLMC, FLMC, FLMC-QC-QC, FLMC-PNL-QC-QC, FLMC-QC-QCE, FLMC-2C-QC, FLMC-QC-2C, FLMC-2C-2C) | 2000, 2500, 2510, 2520, 3000, 3500, 3510, 3520
| Flowmeter Mounting Kit - screws, angled bracket | 2000
104-0002091 | A 0.2-2.5 SCFH flowmeter with control valve without fittings | 2000, 2500, 2510, 2520, 3000, 3500, 3510, 3520
CAT-13-PS | Horn & Strobe auxiliary power supply (Univ. AC to 12V @2.1A) | 13-H&S
| Wall Wart | 2000, 2000 OD, 3000, 3510
CAT-PS-24-23K | UL/ETL rated 24VDC AC/DC external power supply for Series 2000, 3000 | 2000, 3000
CAT-PS-24-OXY | UL/ETL rated 24VDC AC/DC external power supply for OXY-SEN | OXY-SEN
CAT-UACWW-12 | Power Supply, Desktop, Universal Input (90-264V), 12V @ >= 1A with 2.1 x 5.5 mm Ctr. Pos. for Battery Charger for Series 2520, 3520 | 2520, 3520
CAT-1BATSPR | Replacement 16 cell battery pack for discontinuted battery backup units for Series 1000 | 1000
CAT-1BATSPRTAN | Pair of flat profile replacement 8 cell battery packs for discontinued battery backup units for Series 1000 | 1000
CAT-13-BATT | Replacement Battery Pack for Series 1300 battery unit | 1300
CAT-PR-100 | Pressure Regulator- Aluminum body with a maximum pressure input of 100 psig (7.03kg/cm2 ), (non-relieving) together with a stainless-steel needle valve. (Old P/N: 2LPRV, 3LPRV, ZR- LPR) | 2000, 2500, 2510, 2520, 3000, 3500, 3510, 3520, ZRO2000
CAT-PMP-12 | Sample Pump Kit -For applications when the sample pressure is from 12 psia (827 mbar) to 14.9 psia (1027 mbar). Maximum sample line limit is 25 feet (7 .6 meters). Powered from 24 VDC. Includes 6 inches 1/4 inch flex tubing, phoenix connector and screws | 2000, 3000, 3510
| Pump Mounting Kit - screws and plate | 2000, 3510
CAT-PMP-12 | Sample pump - Identical to the PMP-24 with the exception that the pump is powered from 12VDC. (Old P/N: 2PMP- 12) | 2520, 3520, 2000 w/battery, 3000 w/battery
CAT-PMP-24 | Sample Pump-For applications when the sample pressure is from 12 psia (827 mbar) to 14.9 psia (1027 mbar). Maximum sample line limit is 25 feet (7 .6 meters). When mounted to rear of instrument, the overall rating for the analyzer enclosure is general purpose, NEMA 1. Powered from 24 VDC. (Old P/N: 2PMP-24, 3PMP-24, ZR-PMP) | 2000, 2510, 3000, 3510, ZRO2000
CAT-PMP-24-WR1 | Replacement 24 VDC Pump Wire ready - 9 inch leads 3 wires in one 4-inch heat shrink (Universal Power Supply Instruments or 24VDC instruments) (Old P/N: 2PMP-24, 3PMP-24, ZR-PMP) | 2000, 2510, 3000, 3510
CAT-PMP-24-CVP | 24VDC Pump with integrated flow adjustment (Old P/N: 2PMP-CVP) | 2510
CAT-PMP-115 | Replacement Pump - Identical to the PMP-24 with the exception that the pump is powered from 110 VAC, 50-60 Hz. (Old P/N: 2PMP-115, 3PMP-115) | 2000, 2510, 3000, 3510
CAT-PMP-115-WR1 | 115VAC Pump Wire ready - 9-inch leads with 4-inch heat shrink (For 115VAC Instruments) (Old P/N: 2PMP-115, 3PMP-115) | 2000, 2510, 3000, 3510
CAT-PMP-220 | Legacy Replacement Pump- Identical to the PMP-24 with the exception that the pump is powered from 220 VAC, 50 HZ. (Old P/N: 2PMP-220, 3PMP-220) | 2000, 2510, 3000, 3510
CAT-PMP-220-WR1 | 220VAC Pump Wire ready - 9-inch leads with 4-inch heat shrink (Old P/N: 2PMP-220, 3PMP-220) | 2000, 2510, 3000, 3510
CAT-OXY-SEN-2SN | Replacement sensor for the OXY-SEN Percent Oxygen Monitor. Warranty: One year from purchase date. | OXY-SEN
CAT-1SEN | Replacement Sensor for the Series 1000 and 1300 Percent Monitors. Warranty: Three years from purchase date. | 1000, 1300
CAT-2SEN | Replacement Sensor for the Series 2XXX Percent Oxygen Analyzer. Note: When a replacement or spare sensor is ordered, the measuring range(s) of the instrument must be included. Warranty: One year from purchase date. | 2000, 2500, 2510, 2520
CAT-3SEN | Replacement Sensor for the Series 3XXX Trace Oxygen Analyzers and Transmitters. Warranty: One year from purchase date. | 3000, 3500, 3510, 3520
CAT-3SEN-CO2 | Replacement Sensor for the Series 3XXX Trace Oxygen Analyzers and Transmitters -Carbon Dioxide Resistant. Warranty: One year from purchase date. | 3000, 3500, 3510, 3520
CAT-ZR-SEN | Replacement Sensor for the ZrO2000. Requires factory installation. Warranty: One year from purchase date. | ZRO2000
CAT-OXY-SEN-GF-UNIVERSAL | SENSOR HOUSING FOR OXY-SEN-2SN KIT with (2) ¼” straight quick connect fittings and (2) ¼” Swagelok compatible compression fittings. New Part Number: CAT-OXYSEN-GF-UNIVERSAL (Replaces [3] exisiting p/n: OXY-SEN-GF-05, OXY-SEN-GFC, OXY-SEN-GF) REQUIRES ASSEMBLY | OXY-SEN, 2000 OD
CAT-3SENHSE | Replacement sensor housing for the Series 3000 BTP models includes valves and fittings, no sensor. (Old P/N: 3-SEN-HSE) | 3000
CAT-3SENHSE-STD | Replacement sensor housing for the Series 3000 BTP models includes valves and fittings, with 3SEN sensor. | 3000
CAT-3SENHSE-CO2 | Replacement sensor housing for the Series 3000 BTP models includes valves and fittings, with 3SEN- CO2 resistant sensor. | 3000
CAT-3SENHSE-PNL-VCR | Replacement sensor housing for the Series 3000 Panel Mount models includes valves and VCR fittings, no sensor. | 3000
CAT-3SENHSE-PNL-VCR-STD | Replacement sensor housing for the Series 3000 Panel Mount models includes valves and VCR fittings, includes standard 3SEN sensor. | 3000
CAT-3SENHSE-PNL-VCR-CO2 | Replacement sensor housing for the Series 3000 Panel Mount models includes valves and VCR fittings, includes CO2 resistant 3SEN-CO2 sensor. | 3000
CAT-3SENHSE-35 | Replacement sensor housing for the Series 3500/3510 Trace Oxygen Analyzer includes valves and fittings, no sensor. | 3500, 3510
CAT-3SENHSE-35-STD | Replacement sensor housing for the Series 3500/3510 Trace Oxygen Analyzer includes valves and fittings, with 3SEN sensor. | 3500, 3510
CAT-3SENHSE-35-CO2 | Replacement sensor housing for the Series 3500/3510 Trace Oxygen Analyzer includes valves and fittings, with 3SEN-CO2 resistant sensor. | 3500, 3510
CAT-3SENHSE-3520 | Replacement sensor housing for the Series 3520 includes manual isolation valves and ¼ compression fitting on the inlet and ¼ quick connect elbow on the outlet, no sensor included. | 3520
CAT-3SENHSE-3520-STD | Replacement sensor housing for the Series 3520 includes manual isolation valves and ¼ compression fitting on the inlet and ¼ quick connect elbow on the outlet, with the standard CAT-3SEN sensor included. | 3520
CAT-3SENHSE-3520-CO2 | Replacement sensor housing for the Series 3520 includes manual isolation valves and ¼ compression fitting on the inlet and ¼ quick connect elbow on the outlet, with the CO2 resistance CAT-3SEN-CO2 sensor included. | 3520
CAT-LOFLO-SW | Low sample flow switch used to alert users if the sample flow has dropped below 0.1 liters per minute. Comes with quick disconnect fittings. | 2000, 3000
CAT-TUBE-1 | Tubing, Polyurethane (Clear) 6.35mm (0.25") OD x 4.23mm (0.166") ID, Thinner wall (0.084") (Old P/N: TIUB07C-XX) Price per foot.
CAT-3CC-1 | Eight-foot length of coiled 1/4 " OD stainless steel tubing for sample cooling loop. Compression fittings are on both ends.
CAT-3CC-2 | Four-foot length of coiled 1/4 " OD stainless steel tubing for sample cooling loop. Compression fitting on one end.
CAT-CC5 | Five-foot length of coiled 1/4 " OD stainless steel tubing for sample cooling loop. Tested sample gas at 99°C in Ambient Environment with flow 0.5 to 1.0 LPM, <1.0 psig with coil output at 27° C
CAT-2CC-8 | Eight-foot length of coiled 1/4" OD copper tubing used to cool the sample from a maximum of 120 degrees C to ambient. Supplied with compression fittings on both ends and one quick connect adapter.
CAT-NV-SS-2C-2C | Stainless Steel Flow Control Needle (Old P/N: 2FLV, 3FLV, ZR-FLV) | 2000, 2500, 2510, 2520, 3000, 3500, 3510, 3520
CAT-3-SOL-E-24 | Pair of 24VDC Valves that together with a PLC or other device can be programmed to isolate the oxygen sensor | 3000, 3510
CAT-3-SOL-E-110 | Pair of 110VDC Valves that together with a PLC or other device can be programmed to isolate the oxygen sensor | 3000, 3510
CAT-3-SOL-E-220 | Pair of 220VDC Valves that together with a PLC or other device can be programmed to isolate the oxygen sensor | 3000, 3510
CAT-3-W-SOL-E-24 | One 3-way 24VDC Valve | 2000, 3000, 3510
CAT-B&B | Manual Block & Bleed Valve | 3000, 3500, 3510, 3520
CAT-13-RSE | Remote Oxygen Enclosure with sensor for Series 1300 (up to 2 per unit) includes 10 feet of interconnecting cable. Additional cable (CAT-13-RCBL-ADD). Warranty: Three years on sensor and electronics. | 1300
CAT-13-RE | Replacement remote enclosure with electronics for Series 1300, w/o sensor, includes 10 feet of interconnecting cable. Additional cable (CAT-13-RCBL-ADD). Warranty: Three years on electronics | 1300
CAT-13-H&S | Horn & Strobe for Series 1300 Up to 8 per unit (over 4 each require power supply) includes 10 feet of interconnecting cable. Additional cable (CAT-13-HSCBL-ADD). | 1300
CAT-1-H&S | Horn & Strobe with 10 feet of Cable for Series 1000, 2000, 3000 | 1000, 2000,3000
100-0002349 | Hinge set for Alpha Omega Series 1000, 2000, and 3000 trace oxygen analyzer. | 1000, 2000,3000
300-0000253 | Meter, Panel, Digital LCD ¦ 3.5 Digit, Bezel 2VDC+/-5VDC | 2520 ALL, 3520 A, B, C, D
300-0001497 | Meter, Panel, Digital LCD ¦ 4.5 Digit, 5V powered (no -5V!), 0-2V input | 3520 F, G, H
300-0003571 | Switch, Flow Switch, 120cc set point ¦ Acrylic Body, Normally Open with Leads up, Normally Closed with leads down. Max flow is around 5x the set point. No fittings | 2000, 3000
300-0001029 | Toggle Switch for Pump (2520, 3520) | 2520 , 3520
300-0001494 | Toggle Switch for On-Off-MOM (2520, 3520) | 2520 , 3520
300-0004388 | Connector, Jack, with SWITCH (2520, 3520) | 2520 , 3520
100-0001881 | Dial 10 Turn Counting (2520, 3520) | 2520 , 3520
103-0002016 | Fitting, Quick Connector, 1/8" pipe ¦ Nickel Plated Brass
CAL.98.M.0273 | Swagelok 1/4”male tube X 1/4” female NPT fitting
103-0004343 | Fitting, Male Connector, Swagelok ¦ 1/4" Tube to 1/8" NPT, (316 SS)
CAT-QC-Adapter | 1/4" SS Tube to 1/4" OD Quick Connect Adapter (consists of 2 pieces) | 2000, 2500, 2510 ,2520

## Settings (hidden)
Effective Date: | Effective Date: 08/03/2026 All Prices Subject to Change Without Notice - Revision 6.2